## 3 Bus
Abur 3-Bus Case Measurements (run through SE, rerun new estimate again) | [6 empty] | Meas Type | Init Meas | New AC Z | New DC Z | AC Res | DC Res
Quantity | Central | ADMM DC h |  |  |  |  | P12 | 0.888 | 0.89299 | 0.89269 | -4.61e-06 | 9.99e-16
|  | x1 | x2 | x1 - x2 | Central - x1 | Central - x2 | P13 | 1.173 | 1.171 | 1.1709 | -7.93e-05 | -4.44e-16
Ang 1 | 0 | 0 | 0 | 0 | 0 | 0 | P2 | -0.501 | -0.49597 | -0.49567 | -4.24e-05 | 1.61e-15
Ang 2 | -0.021774 | -0.021774 | -0.021774 | -2.6452e-07 | 1.3549e-07 | -1.2903e-07 | Q12 | 0.568 | 0.55882 | 0 | -5.04e-06 | 0
Ang 3 | -0.047922 | -0.047925 | -0.047928 | 2.7504e-06 | 3.093e-06 | 5.8433e-06 | Q13 | 0.663 | 0.66762 | 0 | -4.11e-05 | 0
V 1 | 0.99963 | 0.99963 | 0.99963 | -1.9999e-07 | -1.0708e-08 | -2.107e-07 | Q2 | -0.286 | -0.29775 | 0 | -1.88e-05 | 0
V 2 | 0.97416 | 0.97416 | 0.97416 | -1.5609e-07 | 1.4738e-07 | -8.7038e-09 | V1 | 1.006 | 0.99963 | 1 | -1.02e-07 | 0
V 3 | 0.94389 | 0.94389 | 0.94389 | -1.8958e-07 | 3.4825e-06 | 3.2929e-06 | V2 | 0.968 | 0.97416 | 1 | 9.06e-08 | 0
PowerWorld 3-Bus Polar Power Flow (construct case, use PF results as measurements) | [7 empty] | Meas Type | PW AC Z | PW DC Z | PW AC Res | PW DC Res
Quantity | Central AC | ADMM AC h (NO converge) | [5 empty] | P12 | 0.48644 | 0.48125 | 2.58e-06 | 5.62e-09
|  | x1 | x2 | x1 - x2 | Central - x1 | Central - x2 |  | P13 | 0.41968 | 0.41875 | -4.02e-07 | -2.55e-09
Ang 1 | 0 | 0 | 0 | 0 | 0 | 0 |  | P2 | -0.4 | -0.4 | -7.9e-07 | 6.39e-09
Ang 2 | -0.014525 | -0.014535 | -0.014491 | -4.36e-05 | 9.22e-06 | -3.44e-05 |  | Q12 | 0.014478 | 0 | -8.88e-05 | 0
Ang 3 | -0.021119 | -0.021132 | -0.049007 | 0.027875 | 1.13e-05 | 0.0279 |  | Q13 | 0.0020942 | 0 | 4.07e-05 | 0
V 1 | 1 | 0.99972 | 1.0011 | -0.0014224 | 0.000284 | -0.00114 |  | Q2 | 0 | 0 | -0.00010163 | 0
V 2 | 0.99481 | 0.99453 | 0.99597 | -0.0014324 | 0.000282 | -0.00115 |  | V1 | 1 | 1 | -1.42e-06 | 0
V 3 | 0.99172 | 0.99143 | -2.6934 | 3.6848 | 0.000291 | 3.69 |  | V2 | 0.99481 | 1 | 1.23e-06 | 0
Quantity | Central DC | ADMM DC h
|  | x1 | x2 | x1 - x2 | Central - x1 | Central - x2
Ang 1 | 0 | 0 | 0
Ang 2 | -0.014438 | -0.014438 | -0.014437 | -3.51e-09 | 1.69e-10 | -3.34e-09
Ang 3 | -0.020937 | -0.020938 | -0.020937 | -3.09e-08 | 1.41e-09 | -2.95e-08
V 1 | 1 | 1 | 1
V 2 | 1 | 1 | 1
V 3 | 1 | 1 | 1
PowerWorld 3-Bus Rect Power Flow (construct case, use PF results as measurements) | [7 empty] | Meas Type | PW AC Z | PW DC Z | PW AC Res | PW DC Res
Quantity | Central AC | ADMM AC h (converge in 3 iter) | [5 empty] | P12 | 0.48644 | 0.48125
|  | x1 | x2 | x1 - x2 | Central - x1 | Central - x2 |  | P13 | 0.41968 | 0.41875
e1 | 1 | 1 | 1 | -6.2336e-09 | -1.5452e-06 | -1.5515e-06 |  | P2 | -0.4 | -0.4
e2 | 0.9947 | 0.9947 | 0.9947 | -6.2897e-09 | 1.4976e-06 | 1.4913e-06 |  | Q12 | 0.014478 | 0
e3 | 0.9915 | 0.9915 | 0.99148 | 2.3308e-05 | -3.9727e-06 | 1.9335e-05 |  | Q13 | 0.0020942 | 0
f1 | 0 | 0 | 0 | 0 | 0 | 0 |  | Q2 | 0 | 0
f2 | -0.014449 | -0.014448 | -0.014448 | -6.2949e-11 | -1.1362e-07 | -1.1368e-07 |  | V1 | 1 | 1
f3 | -0.020942 | -0.020942 | -0.020941 | -1.3199e-06 | 8.3446e-08 | -1.2364e-06 |  | V2 | 0.99481 | 1
Quantity | Central DC | ADMM DC h
|  | x1 | x2 | x1 - x2 | Central - x1 | Central - x2
e1
e2
e3
f1
f2
f3
Issues:
1. How close is close enough for the residuals?
2. 3 bus DC converges in 4 iterations. 3-bus AC does NOT converge in 20 iterations.

## 3 Bus Debug
Polar 3 Bus SE Results | [5 empty] | H1 | th2 | th3 | V1 | V2 | V3 | Actual Rectangular 3 Bus SE Results | [5 empty] | H1 | e1 | e2 | e3 | f2 | f3
Quantity | Iter 1 | Iter 2 | Iter 3 | Iter 4 |  | P12 | -30 | 0 | 10 | -10 | 0 | Quantity | Iter 1 | Iter 2 | Iter 3 | Iter 4 |  | P12 | 10 | -10 | 0 | -30 | 0
th1 | 0 | 0 | 0 | 0 |  | P13 | 0 | -17.2414 | 6.8966 | 0 | -6.8966 | e1 | 1 | 1 | 1 | 1 |  | P13 | 6.8966 | 0 | -6.8966 | 0 | -17.2414
th2 | 0 | -0.014448 | -0.014525 | -0.014525 |  | P2 | 40.9589 | -10.9589 | -10 | 14.1096 | -4.1096 | e2 | 1 | 0.9948 | 0.9947 | 0.9947 |  | P2 | -10 | 14.1096 | -4.1096 | 40.9589 | -10.9589
th3 | 0 | -0.020941 | -0.021119 | -0.021119 |  | Q12 | 10 | 0 | 30 | -30 | 0 | e3 | 1 | 0.99147 | 0.9915 | 0.9915 |  | Q12 | 30 | -30 | 0 | 10 | 0
V1 | 1 | 1 | 1 | 1 |  | Q13 | 0 | 6.8966 | 17.2414 | 0 | -17.2414 | f1 | 0 | 0 | 0 | 0 |  | Q13 | 17.2414 | 0 | -17.2414 | 0 | 6.8966
V2 | 1 | 0.99479 | 0.99481 | 0.99481 |  | Q2 | -14.1096 | 4.1096 | -30 | 40.9589 | -10.9589 | f2 | 0 | -0.014448 | -0.014449 | -0.014449 |  | Q2 | -30 | 40.9589 | -10.9589 | -14.1096 | 4.1096
V3 | 1 | 0.99146 | 0.99172 | 0.99172 |  | V1 | 0 | 0 | 1 | 0 | 0 | f3 | 0 | -0.020941 | -0.020942 | -0.020942 |  | V1^2 | 2 | 0 | 0 | 0 | 0
[6 empty] | V2 | 0 | 0 | 0 | 1 | 0 | [6 empty] | V2^2 | 0 | 2 | 0 | 0 | 0
Actual h's
| h1 | h2 | h3 |  |  | H2 | th2 | th3 | V1 | V2 | V3 |  | h1 | h2 | h3 |  |  | H2 | e1 | e2 | e3 | f2 | f3
P12 | 0 | 0.48448 | 0.48641 |  |  | P12 | -29.9848 | 0 | 10.4846 | -9.5657 | 0 | P12 | 0 | 0.48571 | 0.48641 |  |  | P12 | 10.4859 | -10.0002 | 0 | -30.0007 | 0
P13 | 0 | 0.41845 | 0.4197 |  |  | P13 | 0 | -17.2339 | 7.3151 | 0 | -6.5341 | P13 | 0 | 0.42006 | 0.4197 |  |  | P13 | 7.3168 | 0 | -6.8967 | 0 | -17.2418
P2 | 0 | -0.39825 | -0.40004 |  |  | P2 | 40.5321 | -10.8348 | -10.378 | 13.6357 | -4.0173 | P2 | 0 | -0.39881 | -0.40004 |  |  | P2 | -10.3814 | 14.2271 | -4.2465 | 40.5444 | -10.8425
Q12 | 0 | 0.016164 | 0.014385 |  |  | Q12 | 9.5158 | 0 | 30.0166 | -30.1418 | 0 | Q12 | 0 | 0.012287 | 0.014385 |  |  | Q12 | 30.013 | -30.0007 | 0 | 10.0002 | 0
Q13 | 0 | 0.0080799 | 0.0021366 |  |  | Q13 | 0 | 6.4783 | 17.2497 | 0 | -17.3823 | Q13 | 0 | 0.0030862 | 0.0021367 |  |  | Q13 | 17.2449 | 0 | -17.2418 | 0 | 6.8967
Q2 | 1.7764e-15 | 0.0010965 | -0.00010572 |  |  | Q2 | -14.3612 | 3.983 | -29.6969 | 40.7466 | -10.9281 | Q2 | 1.7764e-15 | 0.0033263 | -0.00010575 |  |  | Q2 | -29.6994 | 40.5395 | -10.8425 | -15.0288 | 4.2465
V1 | 1 | 1 | 1 |  |  | V1 | 0 | 0 | 1 | 0 | 0 | V1^2 | 1 | 1 | 1 |  |  | V1^2 | 2 | 0 | 0 | 0 | 0
V2 | 1 | 0.99479 | 0.99481 |  |  | V2 | 0 | 0 | 0 | 1 | 0 | V2^2 | 1 | 0.98983 | 0.98964 |  |  | V2^2 | 0 | 1.9896 | 0 | -0.028896 | 0
[6 empty] | H3 | th2 | th3 | V1 | V2 | V3 |  |  |  |  | Convert to Polar |  | H3 | e1 | e2 | e3 | f2 | f3
[6 empty] | P12 | -29.9855 | 0 | 10.4864 | -9.5632 | 0 | th1 |  |  |  | 0 |  | P12 | 10.4864 | -10 | 0 | -30 | 0
[6 empty] | P13 | 0 | -17.2392 | 7.3162 | 0 | -6.5309 | th2 |  |  |  | -0.014525 |  | P13 | 7.3162 | 0 | -6.8965 | 0 | -17.2414
[6 empty] | P2 | 40.5348 | -10.8382 | -10.3805 | 13.6342 | -4.0163 | th3 |  |  |  | -0.021119 |  | P2 | -10.3805 | 14.2246 | -4.2462 | 40.544 | -10.8415
[6 empty] | Q12 | 9.5136 | 0 | 30.0143 | -30.142 | 0 | V1 |  |  |  | 1 |  | Q12 | 30.0143 | -30 | 0 | 10 | 0
[6 empty] | Q13 | 0 | 6.4768 | 17.2435 | 0 | -17.3831 | V2 |  |  |  | 0.99481 |  | Q13 | 17.2435 | 0 | -17.2414 | 0 | 6.8965
[6 empty] | Q2 | -14.3635 | 3.983 | -29.6966 | 40.7461 | -10.9287 | V3 |  |  |  | 0.99172 |  | Q2 | -29.6966 | 40.5321 | -10.8415 | -15.0287 | 4.2462
[6 empty] | V1 | 0 | 0 | 1 | 0 | 0 | [6 empty] | V1 | 2 | 0 | 0 | 0 | 0
[6 empty] | V2 | 0 | 0 | 0 | 1 | 0 | [6 empty] | V2 | 0 | 1.9894 | 0 | -0.028897 | 0
[12 empty] | H | e1 | e2 | e3 | f2 | f3
[12 empty] | P12 | 10.4846 | -10.0002 | 0 | -30.0005 | 0
[12 empty] | P13 | 7.3151 | 0 | -6.8967 | 0 | -17.2417
Correct Rectangular 3 Bus SE Results |  |  |  |  | H1 | e1 | e2 | e3 | f2 | f3 |  | P2 | -10.378 | 14.223 | -4.2453 | 40.5432 | -10.8416
Quantity | Iter 1 | Iter 2 | Iter 3 |  | P12 | 10 | -10 | 0 | -30 | 0 |  | Q12 | 30.0166 | -30.0005 | 0 | 10.0002 | 0
e1 | 1 | 1 | 1 |  | P13 | 6.8966 | 0 | -6.8966 | 0 | -17.2414 |  | Q13 | 17.2497 | 0 | -17.2417 | 0 | 6.8967
e2 | 1 | 0.99469 | 0.9947 |  | P2 | -10 | 0 | -4.1096 | 40.9589 | -10.9589 |  | Q2 | -29.6969 | 40.5338 | -10.8416 | -15.0236 | 4.2453
e3 | 1 | 0.99124 | 0.9915 |  | Q12 | 30 | -30 | 0 | 10 | 0 |  | V1 | 2 | 0 | 0 | 0 | 0
f1 | 0 | 0 | 0 |  | Q13 | 17.2414 | 0 | -17.2414 | 0 | 6.8966 |  | V2 | 0 | 1.9894 | 0 | -0.028745 | 0
f2 | 0 | -0.014372 | -0.014449 |  | Q2 | -30 | 1.7764e-15 | -10.9589 | -14.1096 | 4.1096
f3 | 0 | -0.020761 | -0.020942 |  | V1 | 2 | 0 | 0 | 0 | 0
[5 empty] | V2 | 0 | 2 | 0 | 0 | 0
Correct h's
| h1 | h2 | h3 |  | H2 | e1 | e2 | e3 | f2 | f3
P12 | 0 | 0.48448 | 0.48641 |  | P12 | 10.4611 | -9.9969 | 0 | -29.9908 | 0
P13 | 0 | 0.41845 | 0.4197 |  | P13 | 7.2534 | 0 | -6.8944 | 0 | -17.2361
P2 | 0 | -0.39825 | -0.40004 |  | P2 | -10.3997 | 0.18493 | -4.254 | 40.8319 | -10.8625
Q12 | 0 | 0.016164 | 0.014385 |  | Q12 | 29.9384 | -29.9908 | 0 | 9.9969 | 0
Q13 | 0 | 0.0080799 | 0.0021366 |  | Q13 | 17.0863 | 0 | -17.2361 | 0 | 6.8944
Q2 | 1.7764e-15 | 0.0010965 | -0.00010572 |  | Q2 | -29.7541 | -0.21525 | -10.8625 | -14.4688 | 4.254
V1 | 1 | 1 | 1 |  | V1 | 1.9994 | 0 | 0 | 0 | 0
V2 | 1 | 0.98961 | 0.98964 |  | V2 | 0 | 1.9932 | 0 | -0.028896 | 0
[5 empty] | H3 | e1 | e2 | e3 | f2 | f3
[5 empty] | P12 | 10.526 | -9.9968 | 0 | -29.9903 | 0
[5 empty] | P13 | 7.2525 | 0 | -6.8943 | 0 | -17.2358
[5 empty] | P2 | -10.3329 | 0.091524 | -4.2266 | 40.8316 | -10.7903
[5 empty] | Q12 | 30.1357 | -29.9903 | 0 | 9.9968 | 0
[5 empty] | Q13 | 17.0861 | 0 | -17.2358 | 0 | 6.8943
[5 empty] | Q2 | -29.5564 | -0.48489 | -10.7903 | -14.468 | 4.2266
[5 empty] | V1 | 1.9994 | 0 | 0 | 0 | 0
[5 empty] | V2 | 0 | 1.98 | 0 | -0.028843 | 0

## 3 Bus ADMM vs New Fcns
PowerWorld 3-Bus Rect Power Flow (construct case, use PF results as measurements) | [7 empty] | CORRECT |  |  | WRONG |  |  | CORRECT |  |  | WRONG
Quantity | Central AC | ADMM AC h (converge in 3 iter) | [5 empty] | h1 | [5 empty] | h2
|  | x1 | x2 | x1 - x2 | Central - x1 | Central - x2 |  | 0 | 0.48644 |  | 0 | 0.48644 |  | 0 | 0.4865 |  | 0 | 0.4865
e1 | 1 | 1 | 1 | -6.2336e-09 | -1.5452e-06 | -1.5515e-06 |  | 0 | 0.41968 |  | 0 | 0.41968 |  | 0 | -0.39792 |  | 0 | -0.39792
e2 | 0.9947 | 0.9947 | 0.9947 | -6.2897e-09 | 1.4976e-06 | 1.4913e-06 |  | 0 | 0.014479 |  | 0 | 0.014479 |  | 0 | 0.014481 |  | 0 | 0.014481
e3 | 0.9915 | 0.9915 | 0.99148 | 2.3308e-05 | -3.9727e-06 | 1.9335e-05 |  | 0 | 0.0020957 |  | 0 | 0.0020957 |  | 1.7764e-15 | 0.0057832 |  | 1.7764e-15 | 0.0057832
f1 | 0 | 0 | 0 | 0 | 0 | 0 |  | 1 | 0.99999 |  | 1 | 0.99999 |  | 1 | 0.98986 |  | 1 | 0.98986
f2 | -0.014449 | -0.014448 | -0.014448 | -6.2949e-11 | -1.1362e-07 | -1.1368e-07
f3 | -0.020942 | -0.020942 | -0.020941 | -1.3199e-06 | 8.3446e-08 | -1.2364e-06 | CORRECT | H1 | [5 empty] | H2
[8 empty] | 10 | -10 | 0 | -30 | 0 |  | 10 | -10 | 0 | -30 | 0
Quantity | Central DC | ADMM DC h | [5 empty] | 6.8966 | 0 | -6.8966 | 0 | -17.2414 |  | -10 | 14.1096 | -4.1096 | 40.9589 | -10.9589
|  | x1 | x2 | x1 - x2 | Central - x1 | Central - x2 |  | 30 | -30 | 0 | 10 | 0 |  | 30 | -30 | 0 | 10 | 0
e1 | [7 empty] | 17.2414 | 0 | -17.2414 | 0 | 6.8966 |  | -30 | 40.9589 | -10.9589 | -14.1096 | 4.1096
e2 | [7 empty] | 2 | 0 | 0 | 0 | 0 |  | 0 | 2 | 0 | 0 | 0
e3
f1 | [7 empty] | 10.4864 | -9.9999 | 0 | -29.9998 | 0 |  | 10.4876 | -10.0011 | 0 | -30.0034 | 0
f2 | [7 empty] | 7.3162 | 0 | -6.8965 | 0 | -17.2413 |  | -10.3816 | 14.2282 | -4.2466 | 40.5426 | -10.8427
f3 | [7 empty] | 30.0143 | -29.9998 | 0 | 9.9999 | 0 |  | 30.0179 | -30.0034 | 0 | 10.0011 | 0
[8 empty] | 17.2434 | 0 | -17.2413 | 0 | 6.8965 |  | -29.6999 | 40.5426 | -10.8427 | -15.0282 | 4.2466
[8 empty] | 2 | 0 | 0 | 0 | 0 |  | 0 | 1.9896 | 0 | -0.028897 | 0
[7 empty] | WRONG | 10 | -10 | 0 | -30 | 0 | WRONG | 10.4876 | -10.0011 | 0 | -30.0034 | 0
[8 empty] | 6.8966 | 0 | -6.8966 | 0 | -17.2414 |  | -10.3816 | 14.2282 | -4.2466 | 40.5426 | -10.8427
[8 empty] | 30 | -30 | 0 | 10 | 0 |  | 30.0179 | -30.0034 | 0 | 10.0011 | 0
[8 empty] | 17.2414 | 0 | -17.2414 | 0 | 6.8966 |  | -29.6999 | 40.5426 | -10.8427 | -15.0282 | 4.2466
[8 empty] | 2 | 0 | 0 | 0 | 0 |  | 0 | 1.9896 | 0 | -0.028897 | 0
[8 empty] | 10.4864 | -9.9999 | 0 | -29.9998 | 0
[8 empty] | 7.3162 | 0 | -6.8965 | 0 | -17.2413
[8 empty] | 30.0143 | -29.9998 | 0 | 9.9999 | 0
[8 empty] | 17.2434 | 0 | -17.2413 | 0 | 6.8965
[8 empty] | 2 | 0 | 0 | 0 | 0

## 14 Bus DC
PowerWorld IEEE 14-Bus Case (construct DC case, use DCPF results) | [10 empty] | Meas Type | PW DC Z | Scaled PW DC Z | Central DC Res | Issues:
Bus Angle | Central | ADMM DC h |  |  |  | Central - Decentral |  |  |  |  | th 1 | 0 | 0 | 0 | something wrong with the way that Pto-from is calculated
|  | x1 | x2 | x3 | x4 | Central - x1 | Central - x2 | Central - x3 | Central - x4 |  | P1-2 | 147.8806 | 1.4788 | 1.1932e-06
1 | 0 | [9 empty] | P1-5 | 71.1194 | 0.71119 | 1.3337e-06
2 | -0.087501 | -0.087502 | -0.071553 |  |  | 8.1654e-07 | -0.015948 |  |  |  | P2-5 | 40.904 | 0.40904 | 1.3104e-06
3 | -0.22618 |  | -0.20961 |  |  |  | -0.016572 |  |  |  | P1 | 219 | 2.19 | -1.128e-06
4 | -0.18488 | -0.18485 | -0.16764 |  |  | -2.5805e-05 | -0.017241 |  |  | Created large res | P5-4 | 62.3398 | 0.6234
5 | -0.15862 | -0.15861 | -0.14138 |  |  | -1.1795e-05 | -0.01724 |  |  |  | th 3 | -0.22618 | -0.22618 | -4.0091e-07
6 | -0.26468 | -0.26472 |  | -0.26186 |  | 3.5274e-05 |  | -0.0028269 |  |  | P3-4 | -24.1498 | -0.2415 | -7.9001e-07
7 | -0.24549 |  | -0.22735 |  |  |  | -0.018138 |  |  |  | P4-7 | 28.9851 | 0.28985 | -5.2066e-07
8 | -0.24549 |  | -0.22699 |  |  |  | -0.0185 |  |  | Why 0? | P7-8 | 0 | 0 | -1.5757e-16
9 | -0.27738 |  | -0.25927 |  | -0.26939 |  | -0.018103 |  | -0.0079849 |  | th 6 | -0.26468 | -0.26468 | 1.2822e-08
10 | -0.28261 |  |  |  | -0.27452 |  |  |  | -0.0080875 |  | P6-11 | 6.3048 | 0.063048 | 3.3469e-07
11 | -0.27722 |  |  | -0.27442 | -0.26911 |  |  | -0.0028024 | -0.0081104 |  | P6-12 | 7.5451 | 0.075451 | 3.7929e-07
12 | -0.28398 |  |  | -0.28108 |  |  |  | -0.0029042 |  |  | P6-13 | 17.0337 | 0.17034 | 5.6079e-07
13 | -0.28687 |  |  | -0.28404 | -0.27843 |  |  | -0.0028384 | -0.0084415 |  | P12-13 | 1.4451 | 0.014451 | -1.1459e-07
14 | -0.3042 |  |  | -0.30138 | -0.29607 |  |  | -0.0081302 | -0.0081302 |  | P12 | -6.1 | -0.061 | 4.5184e-07
[11 empty] | th 9 | -0.27738 | -0.27738 | -1.2843e-07
[11 empty] | P9-10 | 6.1952 | 0.061952 | -1.4219e-07
[11 empty] | P9-14 | 9.9212 | 0.099212 | -1.3749e-07
[11 empty] | P5 | -7.6 | -0.076 | 6.474e-07
[11 empty] | P4-5 | -62.3398 | -0.6234 | 7.3349e-07
[11 empty] | P4-9 | 16.6313 | 0.16631 | -2.4862e-07
[11 empty] | P7-9 | 28.9851 | 0.28985 | -2.739e-07
[11 empty] | P3 | -94.2 | -0.942 | 4.9742e-07
[11 empty] | th 3 | -0.22618 | -0.22618 | -4.0091e-07
[11 empty] | P13-14 | 4.9788 | 0.049788 | 8.5267e-08
[11 empty] | P13 | -13.5 | -0.135 | 3.9393e-07
[11 empty] | th 6 | -0.26468 | -0.26468 | 1.2822e-08
[11 empty] | P10-11 | -2.8048 | -0.028048 | -3.2319e-07
[11 empty] | P14 | -14.9 | -0.149 | 1.3214e-07
[11 empty] | th9 | -0.27738 | -0.27738 | -1.2843e-07
PowerWorld IEEE 14-Bus Case (construct DC case, use DCPF results); no PMU measurements | [10 empty] | Meas Type | PW DC Z | Scaled PW DC Z | Central DC Res
Bus Angle | Central | ADMM DC h |  |  |  | Central - Decentral |  |  |  |  | P1-2 | 147.8806 | 1.4788 | 1.1932e-06
|  | x1 | x2 | x3 | x4 | Central - x1 | Central - x2 | Central - x3 | Central - x4 |  | P1-5 | 71.1194 | 0.71119 | 1.3729e-06
1 | 0 | 0 | [8 empty] | P2-5 | 40.904 | 0.40904 | 1.3606e-06
2 | -0.087501 | -0.087509 | 0.061811 |  |  | 8.0734e-06 | -0.14931 |  |  |  | P1 | 219 | 2.19 | -1.0889e-06
3 | -0.22618 |  | -0.076496 |  |  |  | -0.14968 |  |  |  | P3-4 | -24.1498 | -0.2415 | -7.9925e-07
4 | -0.18488 | -0.22585 | -0.03496 |  |  | 0.040971 | -0.14992 |  |  |  | P4-7 | 28.9851 | 0.28985 | -4.7652e-07
5 | -0.15862 | -0.15845 | -0.0087151 |  |  | -0.00017272 | -0.14991 |  |  |  | P7-8 | 0 | 0 | 0
6 | -0.26468 | -0.017764 |  | 0.013951 |  | -0.24692 |  | -0.27863 |  |  | P6-11 | 6.3048 | 0.063048 | 3.3576e-07
7 | -0.24549 |  | -0.09511 |  |  |  | -0.15038 |  |  |  | P6-12 | 7.5451 | 0.075451 | 3.7939e-07
8 | -0.24549 |  | -0.094964 |  |  |  | -0.15053 |  |  |  | P6-13 | 17.0337 | 0.17034 | 5.6118e-07
9 | -0.27738 |  | -0.12698 |  | -0.020765 |  | -0.15039 |  | -0.25661 |  | P12-13 | 1.4451 | 0.014451 | -1.1446e-07
10 | -0.28261 |  |  |  | -0.025988 |  |  |  | -0.25662 |  | P12 | -6.1 | -0.061 | 4.5187e-07
11 | -0.27722 |  |  | 0.0013877 | -0.020579 |  |  | -0.27861 | -0.25664 |  | P9-10 | 6.1952 | 0.061952 | -1.4264e-07
12 | -0.28398 |  |  | -0.0052806 | -0.030095 |  |  | -0.2787 | -0.25389 |  | P9-14 | 9.9212 | 0.099212 | -1.3812e-07
13 | -0.28687 |  |  | -0.0081836 |  |  |  | -0.27869 |  |  | P5 | -7.6 | -0.076 | 6.4288e-07
14 | -0.3042 |  |  | -0.025677 | -0.0475 |  |  | -0.27852 | -0.2567 |  | P4-5 | -62.3398 | -0.6234 | 6.993e-07
[11 empty] | P4-9 | 16.6313 | 0.16631 | -2.2743e-07
[11 empty] | P7-9 | 28.9851 | 0.28985 | -2.5068e-07
[11 empty] | P3 | -94.2 | -0.942 | 4.288e-07
[11 empty] | P13-14 | 4.9788 | 0.049788 | 8.592e-08
[11 empty] | P13 | -13.5 | -0.135 | 3.9406e-07
[11 empty] | P10-11 | -2.8048 | -0.028048 | -3.2423e-07
[11 empty] | P14 | -14.9 | -0.149 | 1.3212e-07

## 14 Bus ADMM H
Correct H1 | 1 | 2 | 4 | 5 | 6 | 2 | 4 | 5 | 6 | [5 empty] | Matches with ADMM H1
1 | 4.9991 | -4.9991 | 0 | 0 | 0 | -15.2631 | 0 | 0 | 0
2 | 15.2103 | -15.2631 | 0 | 0 | 0 | 4.9991 | 0 | 0 | 0
3 | 1.0259 | 0 | 0 | -1.0259 | 0 | 0 | 0 | -4.235 | 0
4 | 4.1858 | 0 | 0 | -4.235 | 0 | 0 | 0 | 1.0259 | 0
5 | 0 | 1.7011 | 0 | -1.7011 | 0 | 5.1939 | 0 | -5.1939 | 0
6 | 0 | 5.1593 | 0 | -5.1939 | 0 | -1.7011 | 0 | 1.7011 | 0
7 | 6.025 | -4.9991 | 0 | -1.0259 | 0 | -15.2631 | 0 | -4.235 | 0
8 | 19.3961 | -15.2631 | 0 | -4.235 | 0 | 4.9991 | 0 | 1.0259 | 0
29 | -1.0259 | -1.7011 | -6.841 | 9.568 | 0 | -5.1939 | -21.5786 | 34.9754 | -3.9679
30 | -4.235 | -5.1939 | -21.5786 | 34.8916 | -3.9679 | 1.7011 | 6.841 | -9.568 | 0
Correct H2 | 2 | 3 | 4 | 5 | 7 | 8 | 9 | 2 | 3 | 4 | 5 | 7 | 8 | 9 | Matches with ADMM H2
9 | 0 | 1.986 | -1.986 | 0 | 0 | 0 | 0 | 0 | 5.0688 | -5.0688 | 0 | 0 | 0 | 0
10 | 0 | 5.056 | -5.0688 | 0 | 0 | 0 | 0 | 0 | -1.986 | 1.986 | 0 | 0 | 0 | 0
11 | 0 | 0 | 0 | 0 | 0 | 0 | 0 | 0 | 0 | 4.7819 | 0 | -4.7819 | 0 | 0
12 | 0 | 0 | 4.7819 | 0 | -4.7819 | 0 | 0 | 0 | 0 | 0 | 0 | 0 | 0 | 0
13 | 0 | 0 | 0 | 0 | 0 | 0 | 0 | 0 | 0 | 0 | 0 | 5.677 | -5.677 | 0
14 | 0 | 0 | 0 | 0 | 5.677 | -5.677 | 0 | 0 | 0 | 0 | 0 | 0 | 0 | 0
31 | 0 | 0 | 6.841 | -6.841 | 0 | 0 | 0 | 0 | 0 | 21.5786 | -21.5786 | 0 | 0 | 0
32 | 0 | 0 | 21.5786 | -21.5786 | 0 | 0 | 0 | 0 | 0 | -6.841 | 6.841 | 0 | 0 | 0
33 | 0 | 0 | 0 | 0 | 0 | 0 | 0 | 0 | 0 | 1.798 | 0 | 0 | 0 | -1.798
34 | 0 | 0 | 1.798 | 0 | 0 | 0 | -1.798 | 0 | 0 | 0 | 0 | 0 | 0 | 0
35 | 0 | 0 | 0 | 0 | 0 | 0 | 0 | 0 | 0 | 0 | 0 | 9.0901 | 0 | -9.0901
36 | 0 | 0 | 0 | 0 | 9.0901 | 0 | -9.0901 | 0 | 0 | 0 | 0 | 0 | 0 | 0
37 | -1.135 | 3.121 | -1.986 | 0 | 0 | 0 | 0 | -4.7819 | 9.8507 | -5.0688 | 0 | 0 | 0 | 0
38 | -4.7819 | 9.7941 | -5.0688 | 0 | 0 | 0 | 0 | 1.135 | -3.121 | 1.986 | 0 | 0 | 0 | 0
Correct H3 | 6 | 11 | 12 | 13 | 14 | 6 | 11 | 12 | 13 | 14 |  |  |  |  | Matches with ADMM H3
15 | 1.955 | -1.955 | 0 | 0 | 0 | 4.0941 | -4.0941 | 0 | 0 | 0
16 | 4.0941 | -4.0941 | 0 | 0 | 0 | -1.955 | 1.955 | 0 | 0 | 0
17 | 1.526 | 0 | -1.526 | 0 | 0 | 3.176 | 0 | -3.176 | 0 | 0
18 | 3.176 | 0 | -3.176 | 0 | 0 | -1.526 | 0 | 1.526 | 0 | 0
19 | 3.0989 | 0 | 0 | -3.0989 | 0 | 6.1028 | 0 | 0 | -6.1028 | 0
20 | 6.1028 | 0 | 0 | -6.1028 | 0 | -3.0989 | 0 | 0 | 3.0989 | 0
21 | 0 | 0 | 2.489 | -2.489 | 0 | 0 | 0 | 2.252 | -2.252 | 0
22 | 0 | 0 | 2.252 | -2.252 | 0 | 0 | 0 | -2.489 | 2.489 | 0
23 | -1.526 | 0 | 4.015 | -2.489 | 0 | -3.176 | 0 | 5.428 | -2.252 | 0
24 | -3.176 | 0 | 5.4278 | -2.252 | 0 | 1.526 | 0 | -4.015 | 2.489 | 0
39 | 0 | 0 | 0 | 1.137 | -1.137 | 0 | 0 | 0 | 2.315 | -2.315
40 | 0 | 0 | 0 | 2.315 | -2.315 | 0 | 0 | 0 | -1.137 | 1.137
41 | -3.0989 | 0 | -2.489 | 6.7249 | -1.137 | -6.1028 | 0 | -2.252 | 10.6698 | -2.315
42 | -6.1028 | 0 | -2.252 | 10.6696 | -2.315 | 3.0989 | 0 | 2.489 | -6.7249 | 1.137
Correct H4 | 9 | 10 | 11 | 13 | 14 | 9 | 10 | 11 | 13 | 14 |  |  |  |  | Matches with ADMM H4
25 | 3.902 | -3.902 | 0 | 0 | 0 | 10.3654 | -10.3654 | 0 | 0 | 0
26 | 10.3654 | -10.3654 | 0 | 0 | 0 | -3.902 | 3.902 | 0 | 0 | 0
27 | 1.424 | 0 | 0 | 0 | -1.424 | 3.0291 | 0 | 0 | 0 | -3.0291
28 | 3.0291 | 0 | 0 | 0 | -3.0291 | -1.424 | 0 | 0 | 0 | 1.424
43 | 0 | 1.8809 | -1.8809 | 0 | 0 | 0 | 4.4029 | -4.4029 | 0 | 0
44 | 0 | 4.4029 | -4.4029 | 0 | 0 | 0 | -1.8809 | 1.8809 | 0 | 0
45 | -1.424 | 0 | 0 | -1.137 | 2.561 | -3.0291 | 0 | 0 | -2.315 | 5.3441
46 | -3.0291 | 0 | 0 | -2.315 | 5.3439 | 1.424 | 0 | 0 | 1.137 | -2.561

## 14 Bus Partitions
Partition 1 Measurements |  |  |  | Partition 2 Measurements |  |  |  | Partition 3 Measurements |  |  |  | Partition 4 Measurements
Meas Type | Actual Value | Per-unit Value | Comments | Meas Type | Actual Value | Per-unit Value | Comments | Meas Type | Actual Value | Per-unit Value | Comments | Meas Type | Actual Value | Per-unit Value | Comments
P1-2 | 156.4407 | 1.5644 |  | P3-4 | -23.5697 | -0.2357 |  | P6-11 | 6.4194 | 0.064194 |  | P9-10 | 6.1481 | 0.061481
Q1-2 | -20.3009 | -0.20301 |  | Q3-4 | 0.96859 | 0.0096859 |  | Q6-11 | 1.578 | 0.01578 |  | Q9-10 | 6.1777 | 0.061777
P1-5 | 75.9169 | 0.75917 |  | P4-7 | 29.2477 | 0.29248 |  | P6-12 | 7.6111 | 0.076111 |  | P9-14 | 10.1258 | 0.10126
Q1-5 | -0.15551 | -0.0015551 |  | Q4-7 | -10.1344 | -0.10134 |  | Q6-12 | 2.2749 | 0.022749 |  | Q9-14 | 4.878 | 0.04878
P2-5 | 41.3387 | 0.41339 |  | P7-8 | 4.9389e-05 | 4.9389e-07 |  | P6-13 | 17.2366 | 0.17237 |  | V9 | 1.0349 | 1.0349
Q2-5 | -3.8399 | -0.038399 |  | Q7-8 | -23.1383 | -0.23138 |  | Q6-13 | 6.2089 | 0.062089 |  | V10 | 1.028 | 1.028
V1 | 1.06 | 1.06 |  | V3 | 1.01 | 1.01 |  | P12-13 | 1.4392 | 0.014392 |  | V14 | 1.0099 | 1.0099
V2 | 1.045 | 1.045 |  | V4 | 1.0237 | 1.0237 |  | Q12-13 | 0.52527 | 0.0052527 |  | P9 | -29.5 | -0.295
V5 | 1.0281 | 1.0281 |  | V7 | 1.0461 | 1.0461 |  | V6 | 1.0385 | 1.0385 |  | Q9 | -16.6 | -0.166
P1 | 232.3576 | 2.3236 |  | V8 | 1.0851 | 1.0851 |  | V11 | 1.0297 | 1.0297 |  | P10 | -9 | -0.09
Q1 | -20.4564 | -0.20456 |  | P3 | -94.2 | -0.942 |  | V12 | 1.0241 | 1.0241 |  | Q10 | -5.8 | -0.058
P2 | 18.3 | 0.183 |  | Q3 | 2.4613 | 0.024613 |  | V13 | 1.0199 | 1.0199 |  | P14 | -14.9 | -0.149
Q2 | 22.1949 | 0.22195 |  | P4 | -47.8 | -0.478 |  | P6 | -11.2 | -0.112 |  | Q14 | -5 | -0.05
P5 | -7.6 | -0.076 |  | Q4 | 3.9 | 0.039 |  | Q6 | 16.5 | 0.165 |  | P9-4? | -16.0798 | -0.1608
Q5 | -1.6 | -0.016 |  | P7 | 0 | 0 |  | P11 | -3.5 | -0.035 |  | P9-4? | 1.7324 | 0.017324
P2-3 | 72.9346 | 0.72935 | Boundary, treat as injections | Q7 | 0 | 0 |  | Q11 | -1.8 | -0.018 |  | P9-7 | -29.2476 | -0.29248 | Boundary, treat as injections
Q2-3 | 3.59 | 0.0359 | Boundary, treat as injections | P8 | 0 | 0 |  | P12 | -6.1 | -0.061 |  | Q9-7 | -11.092 | -0.11092 | Boundary, treat as injections
P5-4 | 63.5206 | 0.63521 | Boundary, treat as injections | Q8 | 24 | 0.24 |  | Q12 | -1.6 | -0.016 |  | P10-11 | -2.8744 | -0.028744 | Boundary, treat as injections
Q5-4 | -8.5672 | -0.085672 | Boundary, treat as injections | P3-2 | -70.6302 | -0.7063 | Boundary, treat as injections | P13 | -13.5 | -0.135 |  | Q10-11 | 0.31779 | 0.0031779 | Boundary, treat as injections
P5-6 | 42.4672 | 0.42467 | Boundary, treat as injections | Q3-2 | 1.4928 | 0.014928 | Boundary, treat as injections | Q13 | -5.8 | -0.058 |  | P14-13 | -4.965 | -0.04965 | Boundary, treat as injections
Q5-6 | -2.1273 | -0.021273 | Boundary, treat as injections | P4-5 | -63.0017 | -0.63002 | Boundary, treat as injections | P6-5 | -42.4672 | -0.42467 | Boundary, treat as injections | Q14-13 | -0.52428 | -0.0052428 | Boundary, treat as injections
|  |  |  | Q4-5 | 10.2039 | 0.10204 | Boundary, treat as injections | Q6-5 | 6.4382 | 0.064382 | Boundary, treat as injections
|  |  |  | P7-9 | 29.2476 | 0.29248 | Boundary, treat as injections | P11-10 | 2.8809 | 0.028809 | Boundary, treat as injections
P5-4 does not equal -P4-5 |  |  |  | Q7-9 | 11.092 | 0.11092 | Boundary, treat as injections | Q11-10 | -0.30259 | -0.0030259 | Boundary, treat as injections
[8 empty] | P13-14 | 4.965 | 0.04965 | Boundary, treat as injections
[8 empty] | Q13-14 | 0.52428 | 0.0052428 | Boundary, treat as injections

## 14 Bus Debug
first iteration x_k | [5 empty] | first iteration x_k | [11 empty] | Choose global reference slack bus
| Area1 | Area2 (unscaled) | Calculated | Area3 (unscaled) | Area4 (unscaled) |  | Central | Area1 | Area2 (unscaled) | Area 1 - Area 2 | Area 2 (scaled) | Area3 (unscaled) | Area 1 - Area 3 | Area 3 (scaled) | Area4 (unscaled) | Area 1 - Area 4 | Area 4 (scaled) | In this case, let's say area 1
e1 | 1.0653 |  | 0 |  |  | th1 | 0 | 0
e2 | 1.046 | 1.0367 | 1.0416 |  |  | th2 | -0.08667 | -0.091291 | 0.13605 | -0.22734 | -0.095085
e3 | 0.99202 | 1.0108 | 0.98393 |  |  | th3 | -0.22116 | -0.23546 | 0 | -0.23546 | -0.23113
e4 | 1.0145 | 1.0238 | 1.0059 |  | 1.0227 | th4 | -0.18109 | -0.1912 | 0.040056 | -0.23126 | -0.19107 |  |  |  | 0.087667 | -0.27887 | -0.1912
e5 | 1.0219 | 1.0279 | 1.0164 | 1.0227 |  | th5 | -0.1546 | -0.16347 | 0.067 | -0.23047 | -0.16413 | 0.1042 | -0.26766 | -0.1636
e6 | 1.0156 |  | 0 | 1.0391 |  | th6 | -0.25491 | -0.26793 |  |  |  | 0 | -0.26793 | -0.2678
e7 |  | 1.0466 | 1.0142 |  | 1.047 | th7 | -0.23812 |  | -0.019 |  | -0.25013 |  |  |  | 0.030814 |  | -0.24805
e8 |  | 1.0876 | 1.0541 |  |  | th8 | -0.23811 |  | -0.018256 |  | -0.24939
e9 |  | 1.0336 | 0.99424 |  | 1.0353 | th9 | -0.26783 |  | -0.050261 |  | -0.28139 |  |  |  | 0 |  | -0.27887
e10 |  |  | 0 | 1.0279 | 1.0279 | th10 | -0.27083 |  |  |  |  | -0.0166 |  | -0.2844 | -0.0029905 |  | -0.28186
e11 |  |  | 0 | 1.0298 | 1.0293 | th11 | -0.26538 |  |  |  |  | -0.010948 |  | -0.27874 | 0.0028179 |  | -0.27605
e12 |  |  | 0 | 1.0241 |  | th12 | -0.27057 |  |  |  |  | -0.016267 |  | -0.28406
e13 |  |  | 0 | 1.0198 | 1.0182 | th13 | -0.27219 |  |  |  |  | -0.017999 |  | -0.28579 | -0.0037762 |  | -0.28264
e14 |  |  | 0 | 1.0088 | 1.009 | th14 | -0.28803 |  |  |  |  | -0.034443 |  | -0.30224 | -0.020422 |  | -0.29929
f1 |  |  | 0 |  |  | V1 | 1.0602 | 1.0653
f2 | -0.09576 | 0.14191 | -0.099339 |  |  | V2 | 1.0452 | 1.0504 | 1.0463 |  | 1.0463
f3 | -0.238 |  | -0.23155 |  |  | V3 | 1.0102 | 1.0202 | 1.0108 |  | 1.0108
f4 | -0.19637 | 0.04103 | -0.19458 |  | 0.089884 | V4 | 1.0239 | 1.0333 | 1.0246 |  | 1.0246 |  |  |  | 1.0266
f5 | -0.16855 | 0.068972 | -0.16833 | 0.10695 |  | V5 | 1.0283 | 1.0357 | 1.0302 |  | 1.0302 | 1.0283
f6 | -0.27882 |  | 0 | 0 |  | V6 | 1.0385 | 1.0532 |  |  |  | 1.0391
f7 |  | -0.019887 | -0.2591 |  | 0.032272 | V7 | 1.0462 |  | 1.0467 |  | 1.0467 |  |  |  | 1.0475
f8 |  | -0.019856 | -0.26846 |  |  | V8 | 1.0852 |  | 1.0877 |  | 1.0877
f9 |  | -0.051995 | -0.2874 |  |  | V9 | 1.0347 |  | 1.0349 |  | 1.0349 |  |  |  | 1.0353
f10 |  |  | 0 | -0.017066 | -0.003074 | V10 | 1.0277 |  |  |  |  | 1.0281 |  |  | 1.0279
f11 |  |  | 0 | -0.011275 | 0.0029005 | V11 | 1.0295 |  |  |  |  | 1.0299 |  |  | 1.0293
f12 |  |  | 0 | -0.01666 |  | V12 | 1.024 |  |  |  |  | 1.0242
f13 |  |  | 0 | -0.018358 | -0.0038451 | V13 | 1.0198 |  |  |  |  | 1.02 |  |  | 1.0182
f14 |  |  | 0 | -0.034758 | -0.020609 | V14 | 1.0096 |  |  |  |  | 1.0094 |  |  | 1.0092
[9 empty] | AVG DIFF | -0.23113 |  |  | -0.2678 |  |  | -0.27887
Issues to consider in implementing ADMM-based MASE
1. rectangular form of power flow
2. slack bus reconciliation
3. division of partitions/overlap boundaries
4. observability (I think it requires local observability to converge, which is more strict than global observability)
5. Ybus issues - global Ybus != local Ybus

## 14 Bus 2 Line
PowerWorld IEEE 14-Bus Case (construct AC case, use ACPF results) | [12 empty] | Meas Type | PW AC Z | Scaled PW AC Z | Central AC Res | Issues:
| Central | ADMM c_k |  | ADMM AC h |  |  |  |  | Central - Decentral |  |  | Area 1 | P1-2 | 156.4407 | 1.5644 |  | something wrong with the way that Pto-from is calculated
|  | c_k | Central - c_k | x1 | x2 | x3 | x4 | Central - x1 | Central - x2 | Central - x3 | Central - x4 | 1:8 | Q1-2 | -20.3009 | -0.20301 |  | P5-4 created large res in DC case
e1 | 1.06 |  |  | 1.06 |  |  |  | -4.7378e-07 |  |  |  |  | P1-5 | 75.9169 | 0.75917
e2 | 1.0407 |  |  | 1.0407 | 1.0407 |  |  | 4.7767e-07 | -1.6885e-07 |  |  |  | Q1-5 | -0.15551 | -0.0015551
e3 | 1.0297 |  |  | 1.0297 | 1.0297 |  |  | -5.1313e-07 | -1.7462e-07 |  |  |  | P2-5 | 41.3387 | 0.41339
e4 | 1.0206 |  |  | 1.0206 | 1.0206 |  | 1.0205 | -3.3722e-06 | -4.8399e-08 |  | 2.046e-05 |  | Q2-5 | -3.8399 | -0.038399
e5 | 1.0257 |  |  | 1.0257 | 1.0257 | 1.0257 |  | -2.8952e-06 | -3.0902e-08 | 1.2424e-05 |  |  | P1 | 232.3576 | 2.3236
e6 | 1.018 |  |  | 1.018 |  | 1.018 |  | -4.6963e-06 |  | 1.179e-07 |  |  | Q1 | -20.4564 | -0.20456
e7 | 1.0307 |  |  |  | 1.0307 |  | 1.0307 |  | -1.3762e-07 |  | 8.0445e-06 | Area 2 | P3-4 | -23.5697 | -0.2357
e8 | 1.0668 |  |  |  | 1.0668 |  |  |  | -5.4683e-09 |  |  | 9:14 | Q3-4 | 0.96859 | 0.0096859
e9 | 1.0135 |  |  |  | 1.0135 |  | 1.0135 |  | -1.9191e-07 |  | 5.8977e-06 |  | P4-7 | 29.2477 | 0.29248
e10 | 1.0057 |  |  |  |  | 1.0057 | 1.0057 |  |  | 7.3996e-06 | 6.5711e-06 |  | Q4-7 | -10.1344 | -0.10134
e11 | 1.0079 |  |  |  |  | 1.0079 | 1.0079 |  |  | 4.9665e-06 | 7.0684e-06 |  | P7-8 | 4.9389e-05 | 4.9389e-07
e12 | 1.0004 |  |  |  |  | 1.0004 |  |  |  | -3.17e-06 |  |  | Q7-8 | -23.1383 | -0.23138
e13 | 0.9962 |  |  |  |  | 0.9962 | 0.99619 |  |  | -5.5551e-07 | 1.2105e-05 | Area 3 | P6-11 | 6.4194 | 0.064194
e14 | 0.98365 |  |  |  |  | 0.98363 | 0.98365 |  |  | 1.6117e-05 | 5.5493e-07 | 15:24 | Q6-11 | 1.578 | 0.01578
f1 | 0 |  |  | 0 |  |  |  | 0 |  |  |  |  | P6-12 | 7.6111 | 0.076111
f2 | -0.094783 |  |  | -0.094784 | -0.094783 |  |  | 2.5134e-07 | -7.9222e-07 |  |  |  | Q6-12 | 2.2749 | 0.022749
f3 | -0.11259 |  |  | -0.11259 | -0.11259 |  |  | -5.0618e-08 | -7.5056e-07 |  |  |  | P6-13 | 17.2366 | 0.17237
f4 | -0.1527 |  |  | -0.15269 | -0.1527 |  | -0.15269 | -1.1154e-06 | -5.7315e-07 |  | -4.6811e-06 |  | Q6-13 | 6.2089 | 0.062089
f5 | -0.13654 |  |  | -0.13654 | -0.13654 | -0.13653 |  | -9.1928e-07 | -5.7971e-07 | -5.6471e-06 |  |  | P12-13 | 1.4392 | 0.014392
f6 | -0.2363 |  |  | -0.2363 |  | -0.2363 |  | -1.4248e-06 |  | 2.2089e-07 |  |  | Q12-13 | 0.52527 | 0.0052527
f7 | -0.21599 |  |  |  | -0.21599 |  | -0.216 |  | -3.1011e-07 |  | 1.1161e-05 |  | P12 | -6.1 | -0.061
f8 | -0.22356 |  |  |  | -0.22356 |  |  |  | -3.5247e-07 |  |  |  | Q12 | -1.6 | -0.016
f9 | -0.24456 |  |  |  | -0.24456 |  | -0.24457 |  | -4.5924e-07 |  | 1.435e-05 | Area 4 | P9-10 | 6.1481 | 0.061481
f10 | -0.24665 |  |  |  |  | -0.24664 | -0.24666 |  |  | -5.4632e-06 | 1.2159e-05 | 25:28 | Q9-10 | 6.1777 | 0.061777
f11 | -0.2432 |  |  |  |  | -0.2432 | -0.24321 |  |  | -3.6897e-06 | 9.6605e-06 |  | P9-14 | 10.1258 | 0.10126
f12 | -0.24827 |  |  |  |  | -0.24828 |  |  |  | 4.3066e-06 |  |  | Q9-14 | 4.878 | 0.04878
f13 | -0.24866 |  |  |  |  | -0.24866 | -0.24866 |  |  | 9.7463e-07 | -4.9483e-07 | 29:30 | P5 | -7.6 | -0.076
f14 | -0.25986 |  |  |  |  | -0.25985 | -0.25987 |  |  | -1.2499e-05 | 1.2946e-05 | Boundary 2 | Q5 | -1.6 | -0.016
[12 empty] | 31:38 | P4-5 | -63.0017 | -0.63002
[13 empty] | Q4-5 | 10.2039 | 0.10204
[13 empty] | P4-9 | 16.5262 | 0.16526
[13 empty] | Q4-9 | -1.3437 | -0.013437
[13 empty] | P7-9 | 29.2476 | 0.29248
[13 empty] | Q7-9 | 11.092 | 0.11092
[13 empty] | P3 | -94.2 | -0.942
[12 empty] | Boundary 3 | Q3 | 2.4613 | 0.024613
[12 empty] | 39:42 | P13-14 | 4.965 | 0.04965
[13 empty] | Q13-14 | 0.52428 | 0.0052428
[13 empty] | P13 | -13.5 | -0.135
[12 empty] | Boundary 4 | Q13 | -5.8 | -0.058
[12 empty] | 43:46 | P10-11 | -2.8744 | -0.028744
[13 empty] | Q10-11 | 0.31779 | 0.0031779
[13 empty] | P14 | -14.9 | -0.149
[12 empty] | Extra Meas | Q14 | -5 | -0.05
[12 empty] | 47:58 | P2-3 | 72.9346 | 0.72935 | Partition 2
[13 empty] | Q2-3 | 3.59 | 0.0359 | Partition 2
[13 empty] | P5-6 | 42.4672 | 0.42467 | Partition 1
[13 empty] | Q5-6 | -2.1273 | -0.021273 | Partition 1
[13 empty] | V1 | 1.06 | 1.06 | Partition 1
[13 empty] | V5 | 1.0281 | 1.0281 | Partition 1
[13 empty] | V3 | 1.01 | 1.01 | Partition 2
[13 empty] | V8 | 1.0851 | 1.0851 | Partition 2
[13 empty] | V12 | 1.0241 | 1.0241 | Partition 3
[13 empty] | V13 | 1.0199 | 1.0199 | Partition 3
[13 empty] | V10 | 1.028 | 1.028 | Partition 4
[13 empty] | V9 | 1.0349 | 1.0349 | Partition 2
[12 empty] | Area 1 | Meas Type | PW AC Z | Scaled PW AC Z | Central DC Res
[12 empty] | 1:10 | th 1 | 0 | 0 | 0
[13 empty] | V 1 | 1.06 | 1.06 | -0.029954
[13 empty] | P1-2 | 156.4407 | 1.5644 | -8.6738e-06
[13 empty] | Q1-2 | -20.3009 | -0.20301 | 0.0021649
[13 empty] | P1-5 | 75.9169 | 0.75917 | 0.00064759
[13 empty] | Q1-5 | -0.15551 | -0.0015551 | -0.0014798
[13 empty] | P2-5 | 41.3387 | 0.41339 | 0.0006887
[13 empty] | Q2-5 | -3.8399 | -0.038399 | -0.0013892
[13 empty] | P1 | 232.3576 | 2.3236 | 0.00063899
[12 empty] | Area 2 | Q1 | -20.4564 | -0.20456 | 0.00068508
[12 empty] | 11:18 | th 3 | -0.22125 | -0.22125 | -0.22125
[13 empty] | V 3 | 1.01 | 1.01 | 0.021754
[13 empty] | P3-4 | -23.5697 | -0.2357 | -0.0010552
[13 empty] | Q3-4 | 0.96859 | 0.0096859 | -0.0022375
[13 empty] | P4-7 | 29.2477 | 0.29248 | 0.00051586
[13 empty] | Q4-7 | -10.1344 | -0.10134 | -0.0027105
[13 empty] | P7-8 | 4.9389e-05 | 4.9389e-07 | 6.5059e-07
[12 empty] | Area 3 | Q7-8 | -23.1383 | -0.23138 | 1.7466e-07
[12 empty] | 19:30 | th 6 | -0.25511 | -0.25511 | -0.25511
[13 empty] | V 6 | 1.0385 | 1.0385 | -0.0051224
[13 empty] | P6-11 | 6.4194 | 0.064194 | 0.00012851
[13 empty] | Q6-11 | 1.578 | 0.01578 | 0.0010767
[13 empty] | P6-12 | 7.6111 | 0.076111 | 1.6297e-05
[13 empty] | Q6-12 | 2.2749 | 0.022749 | 9.8057e-05
[13 empty] | P6-13 | 17.2366 | 0.17237 | 2.8072e-05
[13 empty] | Q6-13 | 6.2089 | 0.062089 | 0.00038053
[13 empty] | P12-13 | 1.4392 | 0.014392 | 3.3902e-05
[13 empty] | Q12-13 | 0.52527 | 0.0052527 | 9.7872e-05
[13 empty] | P12 | -6.1 | -0.061 | -5.5805e-06
[12 empty] | Area 4 | Q12 | -1.6 | -0.016 | 5.2798e-05
[12 empty] | 31:36 | th 9 | -0.26807 | -0.26807 | -0.26807
[13 empty] | V 9 | 1.0349 | 1.0349 | -0.0021766
[13 empty] | P9-10 | 6.1481 | 0.061481 | -1.8812e-05
[13 empty] | Q9-10 | 6.1777 | 0.061777 | -0.00044567
[13 empty] | P9-14 | 10.1258 | 0.10126 | -0.00014066
[12 empty] | Boundary 1 | Q9-14 | 4.878 | 0.04878 | -0.0006334
[12 empty] | 37:38 | P5 | -7.6 | -0.076 | -0.00014484
[12 empty] | Boundary 2 | Q5 | -1.6 | -0.016 | -0.0035574
[12 empty] | 39:48 | P4-5 | -63.0017 | -0.63002 | -0.0009506
[13 empty] | Q4-5 | 10.2039 | 0.10204 | -0.0051146
[13 empty] | P4-9 | 16.5262 | 0.16526 | 0.00030418
[13 empty] | Q4-9 | -1.3437 | -0.013437 | -0.0013767
[13 empty] | P7-9 | 29.2476 | 0.29248 | 0.00022762
[13 empty] | Q7-9 | 11.092 | 0.11092 | -0.0013984
[13 empty] | P3 | -94.2 | -0.942 | -0.0028197
[13 empty] | Q3 | 2.4613 | 0.024613 | -0.0068702
[13 empty] | th 3 | -0.22125 | -0.22125 | -0.22125
[12 empty] | Boundary 3 | V 3 | 1.01 | 1.01 | 0.021754
[12 empty] | 49:54 | P13-14 | 4.965 | 0.04965 | 0.00011528
[13 empty] | Q13-14 | 0.52428 | 0.0052428 | 0.00062349
[13 empty] | P13 | -13.5 | -0.135 | -1.3091e-05
[13 empty] | Q13 | -5.8 | -0.058 | 0.00011584
[13 empty] | th 6 | -0.25511 | -0.25511 | -0.25511
[12 empty] | Boundary 4 | V 6 | 1.0385 | 1.0385 | -0.0051224
[12 empty] | 55:60 | P10-11 | -2.8744 | -0.028744 | -9.7142e-05
[13 empty] | Q10-11 | 0.31779 | 0.0031779 | -0.0010333
[13 empty] | P14 | -14.9 | -0.149 | -4.6295e-05
[13 empty] | Q14 | -5 | -0.05 | -4.2583e-05
[13 empty] | th 9 | -0.26807 | -0.26807 | -0.26807
[13 empty] | V 9 | 1.0349 | 1.0349 | -0.0021766

## 14 Bus AC
PowerWorld IEEE 14-Bus Case (construct AC case, use ACPF results) | [12 empty] | Meas Type | PW AC Z | Scaled PW AC Z | Central AC Res | Issues:
| Central | ADMM c_k |  | ADMM AC h |  |  |  |  | Central - Decentral |  |  | Area 1 | P1-2 | 156.4407 | 1.5644 |  | something wrong with the way that Pto-from is calculated
|  | c_k | Central - c_k | x1 | x2 | x3 | x4 | Central - x1 | Central - x2 | Central - x3 | Central - x4 | 1:8 | Q1-2 | -20.3009 | -0.20301 |  | P5-4 created large res in DC case
e1 | 1.06 | 1.06 | -4.926e-06 | 1.06 |  |  |  | -4.926e-06 |  |  |  |  | P1-5 | 75.9169 | 0.75917
e2 | 1.0411 | 1.0411 | -4.9476e-06 | 1.0411 | 1.0411 |  |  | -5.0016e-06 | -4.8935e-06 |  |  |  | Q1-5 | -0.15551 | -0.0015551
e3 | 0.98538 | 0.98538 | -5.0799e-06 | 0.98538 | 0.98538 |  |  | -5.7052e-06 | -4.4547e-06 |  |  |  | P2-5 | 41.3387 | 0.41339
e4 | 1.0069 | 1.0069 | 1.4968e-06 | 1.007 | 1.007 |  | 1.0069 | -5.0712e-06 | -3.9369e-06 |  | 1.3498e-05 |  | Q2-5 | -3.8399 | -0.038399
e5 | 1.0158 | 1.0158 | -1.9195e-07 | 1.0158 | 1.0158 | 1.0158 |  | -4.5906e-06 | -3.7368e-06 | 7.7515e-06 |  |  | P1 | 232.3576 | 2.3236
e6 | 1.0049 | 1.0049 | 2.5814e-06 | 1.0049 |  | 1.0049 |  | 2.1741e-06 |  | 2.9888e-06 |  |  | Q1 | -20.4564 | -0.20456
e7 | 1.0165 | 1.0165 | 7.2243e-07 |  | 1.0165 |  | 1.0165 |  | -3.3279e-06 |  | 4.7728e-06 | Area 2 | P3-4 | -23.5697 | -0.2357
e8 | 1.0544 | 1.0544 | -3.7821e-06 |  | 1.0544 |  |  |  | -3.7821e-06 |  |  | 9:14 | Q3-4 | 0.96859 | 0.0096859
e9 | 0.99795 | 0.99795 | 1.2549e-06 |  | 0.99795 |  | 0.99795 |  | -1.7337e-06 |  | 4.2436e-06 |  | P4-7 | 29.2477 | 0.29248
e10 | 0.99044 | 0.99043 | 4.0879e-06 |  |  | 0.99043 | 0.99043 |  |  | 4.3494e-06 | 3.8264e-06 |  | Q4-7 | -10.1344 | -0.10134
e11 | 0.99358 | 0.99358 | 3.6427e-06 |  |  | 0.99358 | 0.99358 |  |  | 2.5331e-06 | 4.7523e-06 |  | P7-8 | 4.9389e-05 | 4.9389e-07
e12 | 0.98674 | 0.98674 | 2.088e-06 |  |  | 0.98674 |  |  |  | 2.088e-06 |  |  | Q7-8 | -23.1383 | -0.23138
e13 | 0.98232 | 0.9823 | 1.0468e-05 |  |  | 0.98231 | 0.9823 |  |  | 4.1855e-06 | 1.6751e-05 | Area 3 | P6-11 | 6.4194 | 0.064194
e14 | 0.96826 | 0.96824 | 1.2879e-05 |  |  | 0.96824 | 0.96825 |  |  | 2.0289e-05 | 5.4695e-06 | 15:24 | Q6-11 | 1.578 | 0.01578
f1 | 0 | 0 | 0 | 0 |  |  |  | 0 |  |  |  |  | P6-12 | 7.6111 | 0.076111
f2 | -0.090497 | -0.090495 | -2.3045e-06 | -0.090497 | -0.090493 |  |  | -7.2174e-07 | -3.8872e-06 |  |  |  | Q6-12 | 2.2749 | 0.022749
f3 | -0.22165 | -0.22164 | -2.0903e-06 | -0.22164 | -0.22164 |  |  | -2.6743e-06 | -1.5064e-06 |  |  |  | P6-13 | 17.2366 | 0.17237
f4 | -0.18449 | -0.18448 | -3.582e-06 | -0.18448 | -0.18448 |  | -0.18448 | -2.7731e-06 | -1.7977e-06 |  | -6.1752e-06 |  | Q6-13 | 6.2089 | 0.062089
f5 | -0.15841 | -0.15841 | -3.3232e-06 | -0.15841 | -0.15841 | -0.1584 |  | -2.1869e-06 | -1.8288e-06 | -5.9539e-06 |  |  | P12-13 | 1.4392 | 0.014392
f6 | -0.26207 | -0.26207 | -4.2722e-06 | -0.26207 |  | -0.26207 |  | -5.1162e-06 |  | -3.4283e-06 |  |  | Q12-13 | 0.52527 | 0.0052527
f7 | -0.24699 | -0.24699 | 2.0152e-06 |  | -0.24698 |  | -0.24699 |  | -2.4235e-06 |  | 6.4539e-06 |  | P12 | -6.1 | -0.061
f8 | -0.25618 | -0.25618 | -1.3924e-06 |  | -0.25618 |  |  |  | -1.3924e-06 |  |  |  | Q12 | -1.6 | -0.016
f9 | -0.27412 | -0.27412 | 1.203e-06 |  | -0.27412 |  | -0.27413 |  | -4.9412e-06 |  | 7.3472e-06 | Area 4 | P9-10 | 6.1481 | 0.061481
f10 | -0.27529 | -0.27529 | 4.0373e-07 |  |  | -0.27528 | -0.2753 |  |  | -7.7429e-06 | 8.5504e-06 | 25:28 | Q9-10 | 6.1777 | 0.061777
f11 | -0.27033 | -0.27033 | 1.687e-06 |  |  | -0.27032 | -0.27033 |  |  | -4.1243e-06 | 7.4983e-06 |  | P9-14 | 10.1258 | 0.10126
f12 | -0.27392 | -0.27392 | -1.2681e-06 |  |  | -0.27392 |  |  |  | -1.2681e-06 |  |  | Q9-14 | 4.878 | 0.04878
f13 | -0.27443 | -0.27443 | -5.9757e-06 |  |  | -0.27443 | -0.27443 |  |  | -4.1727e-06 | -7.7787e-06 | 29:30 | P5 | -7.6 | -0.076
f14 | -0.28718 | -0.28718 | -6.1736e-06 |  |  | -0.28717 | -0.28719 |  |  | -1.8347e-05 | 6.0001e-06 | Boundary 2 | Q5 | -1.6 | -0.016
[12 empty] | 31:38 | P4-5 | -63.0017 | -0.63002
[13 empty] | Q4-5 | 10.2039 | 0.10204
[13 empty] | P4-9 | 16.5262 | 0.16526
[13 empty] | Q4-9 | -1.3437 | -0.013437
[13 empty] | P7-9 | 29.2476 | 0.29248
[13 empty] | Q7-9 | 11.092 | 0.11092
[13 empty] | P3 | -94.2 | -0.942
[12 empty] | Boundary 3 | Q3 | 2.4613 | 0.024613
[12 empty] | 39:42 | P13-14 | 4.965 | 0.04965
[13 empty] | Q13-14 | 0.52428 | 0.0052428
[13 empty] | P13 | -13.5 | -0.135
[12 empty] | Boundary 4 | Q13 | -5.8 | -0.058
[12 empty] | 43:46 | P10-11 | -2.8744 | -0.028744
[13 empty] | Q10-11 | 0.31779 | 0.0031779
[13 empty] | P14 | -14.9 | -0.149
[12 empty] | Extra Meas | Q14 | -5 | -0.05
[12 empty] | 47:58 | P2-3 | 72.9346 | 0.72935 | Partition 2
[13 empty] | Q2-3 | 3.59 | 0.0359 | Partition 2
[13 empty] | P5-6 | 42.4672 | 0.42467 | Partition 1
[13 empty] | Q5-6 | -2.1273 | -0.021273 | Partition 1
[13 empty] | V1 | 1.06 | 1.06 | Partition 1
[13 empty] | V5 | 1.0281 | 1.0281 | Partition 1
[13 empty] | V3 | 1.01 | 1.01 | Partition 2
[13 empty] | V8 | 1.0851 | 1.0851 | Partition 2
[13 empty] | V12 | 1.0241 | 1.0241 | Partition 3
[13 empty] | V13 | 1.0199 | 1.0199 | Partition 3
[13 empty] | V10 | 1.028 | 1.028 | Partition 4
[13 empty] | V9 | 1.0349 | 1.0349 | Partition 2
[12 empty] | Area 1 | Meas Type | PW AC Z | Scaled PW AC Z | Central DC Res
[12 empty] | 1:10 | th 1 | 0 | 0 | 0
[13 empty] | V 1 | 1.06 | 1.06 | -0.029954
[13 empty] | P1-2 | 156.4407 | 1.5644 | -8.6738e-06
[13 empty] | Q1-2 | -20.3009 | -0.20301 | 0.0021649
[13 empty] | P1-5 | 75.9169 | 0.75917 | 0.00064759
[13 empty] | Q1-5 | -0.15551 | -0.0015551 | -0.0014798
[13 empty] | P2-5 | 41.3387 | 0.41339 | 0.0006887
[13 empty] | Q2-5 | -3.8399 | -0.038399 | -0.0013892
[13 empty] | P1 | 232.3576 | 2.3236 | 0.00063899
[12 empty] | Area 2 | Q1 | -20.4564 | -0.20456 | 0.00068508
[12 empty] | 11:18 | th 3 | -0.22125 | -0.22125 | -0.22125
[13 empty] | V 3 | 1.01 | 1.01 | 0.021754
[13 empty] | P3-4 | -23.5697 | -0.2357 | -0.0010552
[13 empty] | Q3-4 | 0.96859 | 0.0096859 | -0.0022375
[13 empty] | P4-7 | 29.2477 | 0.29248 | 0.00051586
[13 empty] | Q4-7 | -10.1344 | -0.10134 | -0.0027105
[13 empty] | P7-8 | 4.9389e-05 | 4.9389e-07 | 6.5059e-07
[12 empty] | Area 3 | Q7-8 | -23.1383 | -0.23138 | 1.7466e-07
[12 empty] | 19:30 | th 6 | -0.25511 | -0.25511 | -0.25511
[13 empty] | V 6 | 1.0385 | 1.0385 | -0.0051224
[13 empty] | P6-11 | 6.4194 | 0.064194 | 0.00012851
[13 empty] | Q6-11 | 1.578 | 0.01578 | 0.0010767
[13 empty] | P6-12 | 7.6111 | 0.076111 | 1.6297e-05
[13 empty] | Q6-12 | 2.2749 | 0.022749 | 9.8057e-05
[13 empty] | P6-13 | 17.2366 | 0.17237 | 2.8072e-05
[13 empty] | Q6-13 | 6.2089 | 0.062089 | 0.00038053
[13 empty] | P12-13 | 1.4392 | 0.014392 | 3.3902e-05
[13 empty] | Q12-13 | 0.52527 | 0.0052527 | 9.7872e-05
[13 empty] | P12 | -6.1 | -0.061 | -5.5805e-06
[12 empty] | Area 4 | Q12 | -1.6 | -0.016 | 5.2798e-05
[12 empty] | 31:36 | th 9 | -0.26807 | -0.26807 | -0.26807
[13 empty] | V 9 | 1.0349 | 1.0349 | -0.0021766
[13 empty] | P9-10 | 6.1481 | 0.061481 | -1.8812e-05
[13 empty] | Q9-10 | 6.1777 | 0.061777 | -0.00044567
[13 empty] | P9-14 | 10.1258 | 0.10126 | -0.00014066
[12 empty] | Boundary 1 | Q9-14 | 4.878 | 0.04878 | -0.0006334
[12 empty] | 37:38 | P5 | -7.6 | -0.076 | -0.00014484
[12 empty] | Boundary 2 | Q5 | -1.6 | -0.016 | -0.0035574
[12 empty] | 39:48 | P4-5 | -63.0017 | -0.63002 | -0.0009506
[13 empty] | Q4-5 | 10.2039 | 0.10204 | -0.0051146
[13 empty] | P4-9 | 16.5262 | 0.16526 | 0.00030418
[13 empty] | Q4-9 | -1.3437 | -0.013437 | -0.0013767
[13 empty] | P7-9 | 29.2476 | 0.29248 | 0.00022762
[13 empty] | Q7-9 | 11.092 | 0.11092 | -0.0013984
[13 empty] | P3 | -94.2 | -0.942 | -0.0028197
[13 empty] | Q3 | 2.4613 | 0.024613 | -0.0068702
[13 empty] | th 3 | -0.22125 | -0.22125 | -0.22125
[12 empty] | Boundary 3 | V 3 | 1.01 | 1.01 | 0.021754
[12 empty] | 49:54 | P13-14 | 4.965 | 0.04965 | 0.00011528
[13 empty] | Q13-14 | 0.52428 | 0.0052428 | 0.00062349
[13 empty] | P13 | -13.5 | -0.135 | -1.3091e-05
[13 empty] | Q13 | -5.8 | -0.058 | 0.00011584
[13 empty] | th 6 | -0.25511 | -0.25511 | -0.25511
[12 empty] | Boundary 4 | V 6 | 1.0385 | 1.0385 | -0.0051224
[12 empty] | 55:60 | P10-11 | -2.8744 | -0.028744 | -9.7142e-05
[13 empty] | Q10-11 | 0.31779 | 0.0031779 | -0.0010333
[13 empty] | P14 | -14.9 | -0.149 | -4.6295e-05
[13 empty] | Q14 | -5 | -0.05 | -4.2583e-05
[13 empty] | th 9 | -0.26807 | -0.26807 | -0.26807
[13 empty] | V 9 | 1.0349 | 1.0349 | -0.0021766

## 14 Bus AC (2)
PowerWorld IEEE 14-Bus Case (construct AC case, use ACPF results) | [12 empty] | Meas Type | PW AC Z | Scaled PW AC Z | Central AC Res | Issues:
| Central | ADMM c_k |  | ADMM AC h |  |  |  |  | Central - Decentral |  |  | Area 1 | P1-2 | 156.4407 | 1.5644 |  | something wrong with the way that Pto-from is calculated
|  | c_k | Central - c_k | x1 | x2 | x3 | x4 | Central - x1 | Central - x2 | Central - x3 | Central - x4 | 1:8 | Q1-2 | -20.3009 | -0.20301 |  | P5-4 created large res in DC case
e1 | 1.06 | 1.06 | -2.0331e-06 | 1.06 |  |  |  | -2.0331e-06 |  |  |  |  | P1-5 | 75.9169 | 0.75917
e2 | 1.0411 | 1.0411 | -1.5924e-06 | 1.0411 | 1.0411 |  |  | -1.6438e-06 | -1.5409e-06 |  |  |  | Q1-5 | -0.15551 | -0.0015551
e3 | 0.98538 | 0.98538 | -2.9297e-06 | 0.98538 | 0.98538 |  |  | -3.5513e-06 | -2.3081e-06 |  |  |  | P2-5 | 41.3387 | 0.41339
e4 | 1.007 | 1.008 | -0.0010069 | 1.007 | 1.007 |  | 1.01 | -3.5846e-06 | -2.4577e-06 |  | -0.0030148 |  | Q2-5 | -3.8399 | -0.038399
e5 | 1.0158 | 1.0158 | 1.0737e-06 | 1.0158 | 1.0158 | 1.0158 |  | -3.3228e-06 | -2.4767e-06 | 9.0207e-06 |  |  | P1 | 232.3576 | 2.3236
e6 | 1.0049 | 1.0049 | -4.0556e-06 | 1.0049 |  | 1.0049 |  | -4.4654e-06 |  | -3.6459e-06 |  |  | Q1 | -20.4564 | -0.20456
e7 | 1.0165 | 1.0171 | -0.00058488 |  | 1.0165 |  | 1.0177 |  | -3.0376e-06 |  | -0.0011667 | Area 2 | P3-4 | -23.5697 | -0.2357
e8 | 1.0544 | 1.0544 | -2.7467e-06 |  | 1.0544 |  |  |  | -2.7467e-06 |  |  | 9:14 | Q3-4 | 0.96859 | 0.0096859
e9 | 0.99795 | 0.9983 | -0.00034858 |  | 0.99795 |  | 0.99864 |  | -3.3742e-06 |  | -0.00069379 |  | P4-7 | 29.2477 | 0.29248
e10 | 0.99044 | 0.99068 | -0.00024814 |  |  | 0.99043 | 0.99094 |  |  | 3.7511e-06 | -0.00050002 |  | Q4-7 | -10.1344 | -0.10134
e11 | 0.99358 | 0.99372 | -0.00013661 |  |  | 0.99358 | 0.99386 |  |  | 1.2554e-06 | -0.00027448 |  | P7-8 | 4.9389e-05 | 4.9389e-07
e12 | 0.98674 | 0.98674 | 1.1942e-06 |  |  | 0.98674 |  |  |  | 1.1942e-06 |  |  | Q7-8 | -23.1383 | -0.23138
e13 | 0.98231 | 0.9824 | -8.5363e-05 |  |  | 0.98231 | 0.98249 |  |  | 2.3141e-06 | -0.00017304 | Area 3 | P6-11 | 6.4194 | 0.064194
e14 | 0.96826 | 0.9684 | -0.00013833 |  |  | 0.96824 | 0.96855 |  |  | 2.1127e-05 | -0.00029778 | 15:24 | Q6-11 | 1.578 | 0.01578
f1 | 0 | 0 | 0 | 0 |  |  |  | 0 |  |  |  |  | P6-12 | 7.6111 | 0.076111
f2 | -0.090496 | -0.090495 | -8.2784e-07 | -0.090497 | -0.090493 |  |  | 7.5129e-07 | -2.407e-06 |  |  |  | Q6-12 | 2.2749 | 0.022749
f3 | -0.22165 | -0.22164 | -2.9285e-06 | -0.22164 | -0.22164 |  |  | -3.5141e-06 | -2.343e-06 |  |  |  | P6-13 | 17.2366 | 0.17237
f4 | -0.18449 | -0.18467 | 0.00018112 | -0.18448 | -0.18448 |  | -0.18504 | -3.0971e-06 | -2.1241e-06 |  | 0.00054858 |  | Q6-13 | 6.2089 | 0.062089
f5 | -0.15841 | -0.15841 | -3.6398e-06 | -0.15841 | -0.15841 | -0.1584 |  | -2.5032e-06 | -2.1484e-06 | -6.2678e-06 |  |  | P12-13 | 1.4392 | 0.014392
f6 | -0.26207 | -0.26207 | -3.7891e-06 | -0.26207 |  | -0.26207 |  | -4.6311e-06 |  | -2.9471e-06 |  |  | Q12-13 | 0.52527 | 0.0052527
f7 | -0.24699 | -0.24596 | -0.0010298 |  | -0.24698 |  | -0.24493 |  | -2.3807e-06 |  | -0.0020572 |  | P12 | -6.1 | -0.061
f8 | -0.25618 | -0.25618 | -2.656e-06 |  | -0.25618 |  |  |  | -2.656e-06 |  |  |  | Q12 | -1.6 | -0.016
f9 | -0.27412 | -0.27309 | -0.0010292 |  | -0.27412 |  | -0.27206 |  | -2.3744e-06 |  | -0.002056 | Area 4 | P9-10 | 6.1481 | 0.061481
f10 | -0.27529 | -0.27416 | -0.0011318 |  |  | -0.27528 | -0.27304 |  |  | -8.7937e-06 | -0.0022548 | 25:28 | Q9-10 | 6.1777 | 0.061777
f11 | -0.27033 | -0.26906 | -0.0012645 |  |  | -0.27032 | -0.26781 |  |  | -7.0657e-06 | -0.0025218 |  | P9-14 | 10.1258 | 0.10126
f12 | -0.27393 | -0.27392 | -6.7317e-06 |  |  | -0.27392 |  |  |  | -6.7317e-06 |  |  | Q9-14 | 4.878 | 0.04878
f13 | -0.27444 | -0.27285 | -0.0015919 |  |  | -0.27443 | -0.27126 |  |  | -8.3888e-06 | -0.0031755 | 29:30 | P5 | -7.6 | -0.076
f14 | -0.28719 | -0.28583 | -0.001362 |  |  | -0.28717 | -0.28449 |  |  | -2.4321e-05 | -0.0026998 | Boundary 2 | Q5 | -1.6 | -0.016
[12 empty] | 31:38 | P4-5 | -63.0017 | -0.63002
[13 empty] | Q4-5 | 10.2039 | 0.10204
[13 empty] | P4-9 | 16.5262 | 0.16526
[13 empty] | Q4-9 | -1.3437 | -0.013437
[13 empty] | P7-9 | 29.2476 | 0.29248
[13 empty] | Q7-9 | 11.092 | 0.11092
[13 empty] | P3 | -94.2 | -0.942
[12 empty] | Boundary 3 | Q3 | 2.4613 | 0.024613
[12 empty] | 39:42 | P13-14 | 4.965 | 0.04965
[13 empty] | Q13-14 | 0.52428 | 0.0052428
[13 empty] | P13 | -13.5 | -0.135
[12 empty] | Boundary 4 | Q13 | -5.8 | -0.058
[12 empty] | 43:46 | P10-11 | -2.8744 | -0.028744
[13 empty] | Q10-11 | 0.31779 | 0.0031779
[13 empty] | P14 | -14.9 | -0.149
[12 empty] | Extra Meas | Q14 | -5 | -0.05
[12 empty] | 47:58 | P2-3 | 72.9346 | 0.72935 | Partition 2
[13 empty] | Q2-3 | 3.59 | 0.0359 | Partition 2
[13 empty] | P5-6 | 42.4672 | 0.42467 | Partition 1
[13 empty] | Q5-6 | -2.1273 | -0.021273 | Partition 1
[13 empty] | V1 | 1.06 | 1.06 | Partition 1
[13 empty] | V5 | 1.0281 | 1.0281 | Partition 1
[13 empty] | V3 | 1.01 | 1.01 | Partition 2
[13 empty] | V8 | 1.0851 | 1.0851 | Partition 2
[13 empty] | V12 | 1.0241 | 1.0241 | Partition 3
[13 empty] | V13 | 1.0199 | 1.0199 | Partition 3
[13 empty] | V10 | 1.028 | 1.028 | Partition 4
[13 empty] | V9 | 1.0349 | 1.0349 | Partition 2
[12 empty] | Area 1 | Meas Type | PW AC Z | Scaled PW AC Z | Central DC Res
[12 empty] | 1:10 | th 1 | 0 | 0 | 0
[13 empty] | V 1 | 1.06 | 1.06 | -0.029954
[13 empty] | P1-2 | 156.4407 | 1.5644 | -8.6738e-06
[13 empty] | Q1-2 | -20.3009 | -0.20301 | 0.0021649
[13 empty] | P1-5 | 75.9169 | 0.75917 | 0.00064759
[13 empty] | Q1-5 | -0.15551 | -0.0015551 | -0.0014798
[13 empty] | P2-5 | 41.3387 | 0.41339 | 0.0006887
[13 empty] | Q2-5 | -3.8399 | -0.038399 | -0.0013892
[13 empty] | P1 | 232.3576 | 2.3236 | 0.00063899
[12 empty] | Area 2 | Q1 | -20.4564 | -0.20456 | 0.00068508
[12 empty] | 11:18 | th 3 | -0.22125 | -0.22125 | -0.22125
[13 empty] | V 3 | 1.01 | 1.01 | 0.021754
[13 empty] | P3-4 | -23.5697 | -0.2357 | -0.0010552
[13 empty] | Q3-4 | 0.96859 | 0.0096859 | -0.0022375
[13 empty] | P4-7 | 29.2477 | 0.29248 | 0.00051586
[13 empty] | Q4-7 | -10.1344 | -0.10134 | -0.0027105
[13 empty] | P7-8 | 4.9389e-05 | 4.9389e-07 | 6.5059e-07
[12 empty] | Area 3 | Q7-8 | -23.1383 | -0.23138 | 1.7466e-07
[12 empty] | 19:30 | th 6 | -0.25511 | -0.25511 | -0.25511
[13 empty] | V 6 | 1.0385 | 1.0385 | -0.0051224
[13 empty] | P6-11 | 6.4194 | 0.064194 | 0.00012851
[13 empty] | Q6-11 | 1.578 | 0.01578 | 0.0010767
[13 empty] | P6-12 | 7.6111 | 0.076111 | 1.6297e-05
[13 empty] | Q6-12 | 2.2749 | 0.022749 | 9.8057e-05
[13 empty] | P6-13 | 17.2366 | 0.17237 | 2.8072e-05
[13 empty] | Q6-13 | 6.2089 | 0.062089 | 0.00038053
[13 empty] | P12-13 | 1.4392 | 0.014392 | 3.3902e-05
[13 empty] | Q12-13 | 0.52527 | 0.0052527 | 9.7872e-05
[13 empty] | P12 | -6.1 | -0.061 | -5.5805e-06
[12 empty] | Area 4 | Q12 | -1.6 | -0.016 | 5.2798e-05
[12 empty] | 31:36 | th 9 | -0.26807 | -0.26807 | -0.26807
[13 empty] | V 9 | 1.0349 | 1.0349 | -0.0021766
[13 empty] | P9-10 | 6.1481 | 0.061481 | -1.8812e-05
[13 empty] | Q9-10 | 6.1777 | 0.061777 | -0.00044567
[13 empty] | P9-14 | 10.1258 | 0.10126 | -0.00014066
[12 empty] | Boundary 1 | Q9-14 | 4.878 | 0.04878 | -0.0006334
[12 empty] | 37:38 | P5 | -7.6 | -0.076 | -0.00014484
[12 empty] | Boundary 2 | Q5 | -1.6 | -0.016 | -0.0035574
[12 empty] | 39:48 | P4-5 | -63.0017 | -0.63002 | -0.0009506
[13 empty] | Q4-5 | 10.2039 | 0.10204 | -0.0051146
[13 empty] | P4-9 | 16.5262 | 0.16526 | 0.00030418
[13 empty] | Q4-9 | -1.3437 | -0.013437 | -0.0013767
[13 empty] | P7-9 | 29.2476 | 0.29248 | 0.00022762
[13 empty] | Q7-9 | 11.092 | 0.11092 | -0.0013984
[13 empty] | P3 | -94.2 | -0.942 | -0.0028197
[13 empty] | Q3 | 2.4613 | 0.024613 | -0.0068702
[13 empty] | th 3 | -0.22125 | -0.22125 | -0.22125
[12 empty] | Boundary 3 | V 3 | 1.01 | 1.01 | 0.021754
[12 empty] | 49:54 | P13-14 | 4.965 | 0.04965 | 0.00011528
[13 empty] | Q13-14 | 0.52428 | 0.0052428 | 0.00062349
[13 empty] | P13 | -13.5 | -0.135 | -1.3091e-05
[13 empty] | Q13 | -5.8 | -0.058 | 0.00011584
[13 empty] | th 6 | -0.25511 | -0.25511 | -0.25511
[12 empty] | Boundary 4 | V 6 | 1.0385 | 1.0385 | -0.0051224
[12 empty] | 55:60 | P10-11 | -2.8744 | -0.028744 | -9.7142e-05
[13 empty] | Q10-11 | 0.31779 | 0.0031779 | -0.0010333
[13 empty] | P14 | -14.9 | -0.149 | -4.6295e-05
[13 empty] | Q14 | -5 | -0.05 | -4.2583e-05
[13 empty] | th 9 | -0.26807 | -0.26807 | -0.26807
[13 empty] | V 9 | 1.0349 | 1.0349 | -0.0021766

## 14 Bus Debug 2
Central |  |  | Partition 1 state vectors | [7 empty] | Partition 2 state vectors
|  | Iteration | 1 | ADMM 1 | 2 | ADMM 2 | 3 | 4 | 5 | Iteration | 1 | ADMM 1 | 2 | ADMM 2 | new ADMM 2 | 3 | 4
e1 | 1.06 |  | 1 | 1 | 1.0653 | 1.0653 | 1.06 | 1.06 | 1.06
e2 | 1.0411 |  | 1 | 1 | 1.0461 | 1.046 | 1.0411 | 1.0411 | 1.0411 |  | 1 | 1 | 1.037 | 1.0367 | 1.0367 | 1.0356 | 1.0356
e3 | 0.98538 |  | 1 | 1 | 0.99207 | 0.99202 | 0.98543 | 0.98538 | 0.98538 |  | 1 | 1 | 1.0111 | 1.0108 | 1.0108 | 1.01 | 1.01
e4 | 1.007 |  | 1 | 1 | 1.0145 | 1.0145 | 1.007 | 1.007 | 1.007 |  | 1 | 1 | 1.0241 | 1.0238 | 1.0238 | 1.0229 | 1.0229
e5 | 1.0158 |  | 1 | 1 | 1.0219 | 1.0219 | 1.0158 | 1.0158 | 1.0158 |  | 1 | 1 | 1.0282 | 1.0279 | 1.0279 | 1.0258 | 1.0258
e6 | 1.0049 |  | 1 | 1 | 1.0157 | 1.0156 | 1.005 | 1.0049 | 1.0049
e7 | 1.0165 | [9 empty] | 1 | 1 | 1.0469 | 1.0466 | 1.0466 | 1.046 | 1.046
e8 | 1.0544 | [9 empty] | 1 | 1 | 1.0879 | 1.0876 | 1.0876 | 1.0849 | 1.0849
e9 | 0.99795 | [9 empty] | 1 | 1 | 1.0339 | 1.0336 | 1.0336 | 1.0338 | 1.0338
e10 | 0.99044
e11 | 0.99358
e12 | 0.98674
e13 | 0.98231
e14 | 0.96826
f1 | 0
f2 | -0.090496 |  | 0 | 0 | -0.095763 | -0.09576 | -0.090522 | -0.090497 | -0.090497 |  | 0 | 0 | 0.14191 | 0.14191 | 0.14191 | 0.14018 | 0.14018
f3 | -0.22165 |  | 0 | 0 | -0.23801 | -0.238 | -0.22171 | -0.22164 | -0.22164 |  |  |  | 0 |  | 0
f4 | -0.18449 |  | 0 | 0 | -0.19638 | -0.19637 | -0.18453 | -0.18448 | -0.18448 |  | 0 | 0 | 0.041048 | 0.04103 | 0.04103 | 0.040987 | 0.040988
f5 | -0.15841 |  | 0 | 0 | -0.16856 | -0.16855 | -0.15846 | -0.15841 | -0.15841 |  | 0 | 0 | 0.068992 | 0.068972 | 0.068972 | 0.068373 | 0.068373
f6 | -0.26207 |  | 0 | 0 | -0.27885 | -0.27882 | -0.26213 | -0.26207 | -0.26207
f7 | -0.24699 | [9 empty] | 0 | 0 | -0.019846 | -0.019887 | -0.019887 | -0.017884 | -0.017882
f8 | -0.25618 | [9 empty] | 0 | 0 | -0.01981 | -0.019856 | -0.019856 | -0.018546 | -0.018548
f9 | -0.27412 | [9 empty] | 0 | 0 | -0.051949 | -0.051995 | -0.051995 | -0.04844 | -0.048435
f10 | -0.27529
f11 | -0.27033
f12 | -0.27393
f13 | -0.27444
f14 | -0.28719

## 14 Bus Partitions (2)
Removed a strange B shunt term from Bus 9
Partition 1 Measurements |  |  |  | Partition 2 Measurements |  |  |  | Partition 3 Measurements |  |  |  | Partition 4 Measurements
Meas Type | Actual Value | Per-unit Value | Comments | Meas Type | Actual Value | Per-unit Value | Comments | Meas Type | Actual Value | Per-unit Value | Comments | Meas Type | Actual Value | Per-unit Value | Comments
P1-2 | 156.8777 | 1.5688 |  | P3-4 | -23.1064 | -0.23106 |  | P6-11 | 6.9628 | 0.069628 |  | P9-10 | 5.6186 | 0.056186
Q1-2 | -20.4034 | -0.20403 |  | Q3-4 | 6.8295 | 0.068295 |  | Q6-11 | 5.0158 | 0.050158 |  | Q9-10 | 2.7854 | 0.027854
P1-5 | 75.4188 | 0.75419 |  | P4-7 | 28.5756 | 0.28576 |  | P6-12 | 7.772 | 0.07772 |  | P9-14 | 9.6073 | 0.096073
Q1-5 | 3.9839 | 0.039839 |  | Q4-7 | -0.61769 | -0.0061769 |  | Q6-12 | 2.7103 | 0.027103 |  | Q9-14 | 2.7072 | 0.027072
P2-5 | 41.4326 | 0.41433 |  | P7-8 | 0.0049175 | 4.9175e-05 |  | P6-13 | 17.5679 | 0.17568 |  | V9 | 0.99466 | 0.99466
Q2-5 | 1.3466 | 0.013466 |  | Q7-8 | -23.0126 | -0.23013 |  | Q6-13 | 7.9937 | 0.079937 |  | V10 | 0.9905 | 0.9905
V1 | 1.06 | 1.06 |  | V3 | 1.01 | 1.01 |  | P12-13 | 1.607 | 0.01607 |  | V14 | 0.97528 | 0.97528
V2 | 1.045 | 1.045 |  | V4 | 1.0136 | 1.0136 |  | Q12-13 | 0.94711 | 0.0094711 |  | P9 | -29.5 | -0.295
V5 | 1.0193 | 1.0193 |  | V7 | 1.0166 | 1.0166 |  | V6 | 1.0155 | 1.0155 |  | Q9 | -16.6 | -0.166
P1 | 232.2965 | 2.323 |  | V8 | 1.0565 | 1.0565 |  | V11 | 0.9992 | 0.9992 |  | P10 | -9 | -0.09
Q1 | -16.4195 | -0.16419 |  | P3 | -94.2 | -0.942 |  | V12 | 0.9994 | 0.9994 |  | Q10 | -5.8 | -0.058
P2 | 18.3 | 0.183 |  | Q3 | 8.496 | 0.08496 |  | V13 | 0.99395 | 0.99395 |  | P14 | -14.9 | -0.149
Q2 | 33.3716 | 0.33372 |  | P4 | -47.8 | -0.478 |  | P6 | -11.2 | -0.112 |  | Q14 | -5 | -0.05
P5 | -7.6 | -0.076 |  | Q4 | 3.9 | 0.039 |  | Q6 | 16.5 | 0.165 |  | P9-4? | -16.1322 | -0.16132 | Boundary, treat as injections
Q5 | -1.6 | -0.016 |  | P7 | 0 | 0 |  | P11 | -3.5 | -0.035 |  | Q9-4? | -2.6725 | -0.026725 | Boundary, treat as injections
P2-3 | 73.4123 | 0.73412 | Boundary, treat as injections | Q7 | 0 | 0 |  | Q11 | -1.8 | -0.018 |  | P9-7 | -28.5706 | -0.28571 | Boundary, treat as injections
Q2-3 | 3.542 | 0.03542 | Boundary, treat as injections | P8 | 0 | 0 |  | P12 | -6.1 | -0.061 |  | Q9-7 | -19.4028 | -0.19403 | Boundary, treat as injections
P5-4 | 62.1262 | 0.62126 | Boundary, treat as injections | Q8 | 24 | 0.24 |  | Q12 | -1.6 | -0.016 |  | P10-11 | -3.3841 | -0.033841 | Boundary, treat as injections
Q5-4 | -5.2368 | -0.052368 | Boundary, treat as injections | P3-2 | -71.0781 | -0.71078 | Boundary, treat as injections | P13 | -13.5 | -0.135 |  | Q10-11 | -3.0375 | -0.030375 | Boundary, treat as injections
P5-6 | 43.4654 | 0.43465 | Boundary, treat as injections | Q3-2 | 1.6665 | 0.016665 | Boundary, treat as injections | Q13 | -5.8 | -0.058 |  | P14-13 | -5.397 | -0.05397 | Boundary, treat as injections
Q5-6 | 3.8249 | 0.038249 | Boundary, treat as injections | P4-5 | -61.6267 | -0.61627 | Boundary, treat as injections | P6-5 | -43.4654 | -0.43465 | Boundary, treat as injections | Q14-13 | -2.55 | -0.0255 | Boundary, treat as injections
|  |  |  | Q4-5 | 6.8124 | 0.068124 | Boundary, treat as injections | Q6-5 | 0.7937 | 0.007937 | Boundary, treat as injections
|  |  |  | P7-9 | 28.5706 | 0.28571 | Boundary, treat as injections | P11-10 | 3.4013 | 0.034013 | Boundary, treat as injections
P5-4 does not equal -P4-5 |  |  |  | Q7-9 | 20.729 | 0.20729 | Boundary, treat as injections | Q11-10 | 3.078 | 0.03078 | Boundary, treat as injections
[8 empty] | P13-14 | 5.461 | 0.05461 | Boundary, treat as injections
[8 empty] | Q13-14 | 2.6804 | 0.026804 | Boundary, treat as injections

## Sheet1
IEEE 118-Bus Case - Compare 118 Bus Central Sol (not PW) vs 118 Bus ADMM
[6 empty] | ADMM c_k |  | ADMM AC h |  | Central - Decentral
| PW Adj | My Calc | PW Adj - My Calc |  | My Calc | c_k | Central - c_k | x1 | x2 | Central - x1 | Central - x2 | Raw PW |  | x(1) | x(2) | x(3) | x(4)
th1 | 0 | 0 | 0 | e1 | 0.955 | [6 empty] | 0.19526 | 1 | 0.93846 | 0.9533 | 0.955 | 0.955
th2 | 0.0093918 | 0.0093901 | 1.6195e-06 | e2 | 0.97135 | [6 empty] | 0.20465 | 1 | 0.95406 | 0.96972 | 0.97135 | 0.97135
th3 | 0.015665 | 0.015665 | 5.1668e-07 | e3 | 0.96687 | [6 empty] | 0.21092 | 1 | 0.95085 | 0.9652 | 0.96687 | 0.96687
th4 | 0.080704 | 0.080703 | 1.5266e-06 | e4 | 0.99475 | [6 empty] | 0.27596 | 1 | 0.98514 | 0.99322 | 0.99475 | 0.99475
th5 | 0.089176 | 0.089174 | 1.9982e-06 | e5 | 0.99512 | [6 empty] | 0.28443 | 1 | 0.98696 | 0.9936 | 0.99512 | 0.99512
th6 | 0.040611 | 0.040608 | 3.523e-06 | e6 | 0.98918 | [6 empty] | 0.23587 | 1 | 0.97344 | 0.9876 | 0.98918 | 0.98919
th7 | 0.032784 | 0.032781 | 2.7645e-06 | e7 | 0.9888 | [6 empty] | 0.22804 | 1 | 0.97211 | 0.98722 | 0.9888 | 0.9888
th8 | 0.17865 | 0.17865 | 9.403e-07 | e8 | 0.99884 | [6 empty] | 0.3739 | 1 | 1.008 | 0.99751 | 0.99884 | 0.99885
th9 | 0.30525 | 0.30525 | 2.563e-07 | e9 | 0.9947 | [6 empty] | 0.50051 | 1 | 1.0335 | 0.99384 | 0.9947 | 0.99471
th10 | 0.43757 | 0.43756 | 1.2391e-06 | e10 | 0.95108 | [6 empty] | 0.63282 | 1 | 1.0335 | 0.9517 | 0.95108 | 0.95108
th11 | 0.035654 | 0.035652 | 2.087e-06 | e11 | 0.98393 | [6 empty] | 0.23091 | 1 | 0.96854 | 0.98236 | 0.98393 | 0.98394
th12 | 0.026415 | 0.026412 | 2.5456e-06 | e12 | 0.98965 | [6 empty] | 0.22167 | 1 | 0.97291 | 0.98809 | 0.98965 | 0.98966
th13 | 0.011366 | 0.011364 | 1.6312e-06 | e13 | 0.96782 | [6 empty] | 0.20662 | 1 | 0.95048 | 0.96623 | 0.96782 | 0.96782
th14 | 0.013657 | 0.013655 | 1.8915e-06 | e14 | 0.9835 | [6 empty] | 0.20891 | 1 | 0.9663 | 0.98196 | 0.9835 | 0.9835
th15 | 0.0078031 | 0.0078024 | 6.8484e-07 | e15 | 0.96997 | [6 empty] | 0.20306 | 1 | 0.95679 | 0.96858 | 0.96997 | 0.96997
th16 | 0.021187 | 0.021186 | 1.5768e-06 | e16 | 0.98243 | [6 empty] | 0.21644 | 1 | 0.96533 | 0.9809 | 0.98243 | 0.98243
th17 | 0.052987 | 0.052987 | 1.459e-07 | e17 | 0.98981 | [6 empty] | 0.24824 | 1 | 0.97997 | 0.98851 | 0.98981 | 0.98981
th18 | 0.013114 | 0.013114 | 7.3021e-07 | e18 | 0.97291 | [6 empty] | 0.20837 | 1 | 0.95981 | 0.97155 | 0.97291 | 0.97292
th19 | 0.0046009 | 0.0045999 | 1.0201e-06 | e19 | 0.96319 | [6 empty] | 0.19986 | 1 | 0.95016 | 0.96182 | 0.96319 | 0.96319
th20 | 0.019636 | 0.019634 | 2.1182e-06 | e20 | 0.95724 | [6 empty] | 0.21489 | 1 | 0.94604 | 0.95599 | 0.95724 | 0.95725
th21 | 0.047151 | 0.047146 | 4.3061e-06 | e21 | 0.95663 | [6 empty] | 0.24241 | 1 | 0.94825 | 0.95547 | 0.95663 | 0.95664
th22 | 0.091559 | 0.091557 | 1.8689e-06 | e22 | 0.96433 | [6 empty] | 0.28681 | 1 | 0.96152 | 0.96332 | 0.96433 | 0.96433
th23 | 0.17727 | 0.17727 | 3.3085e-06 | e23 | 0.98218 | [6 empty] | 0.37253 | 1 | 0.99647 | 0.98167 | 0.98218 | 0.98219
th24 | 0.17423 | 0.17422 | 1.0784e-06 | e24 | 0.97698 | [6 empty] | 0.36948 | 1 | 0.98853 | 0.97632 | 0.97698 | 0.97698
th25 | 0.29971 | 0.29971 | 9.785e-07 | e25 | 0.9975 | [6 empty] | 0.49497 | 1 | 1.0485 | 0.99833 | 0.9975 | 0.9975
th26 | 0.33194 | 0.33194 | -8.2354e-07 | e26 | 0.95959 | [6 empty] | 0.5272 | 1 | 1.019 | 0.96063 | 0.95959 | 0.95959
th27 | 0.07856 | 0.078554 | 6.0861e-06 | e27 | 0.96501 | [6 empty] | 0.27382 | 1 | 0.95769 | 0.9639 | 0.96501 | 0.96501
th28 | 0.048628 | 0.048625 | 3.3825e-06 | e28 | 0.96043 | [6 empty] | 0.24388 | 1 | 0.9463 | 0.95911 | 0.96043 | 0.96043
th29 | 0.031495 | 0.031492 | 2.4038e-06 | e29 | 0.96273 | [6 empty] | 0.22675 | 1 | 0.94687 | 0.96137 | 0.96273 | 0.96274
th30 | 0.14285 | 0.14285 | -6.695e-07 | e30 | 0.99934 | [6 empty] | 0.3381 | 1 | 1.0053 | 0.99828 | 0.99934 | 0.99934
th31 | 0.033601 | 0.033598 | 2.8214e-06 | e31 | 0.96645 | [6 empty] | 0.22886 | 1 | 0.9513 | 0.96511 | 0.96645 | 0.96646
th32 | 0.069162 | 0.069156 | 5.9987e-06 | e32 | 0.96092 | [6 empty] | 0.26442 | 1 | 0.95162 | 0.95971 | 0.96092 | 0.96092
th33 | -0.0026056 | -0.002607 | 1.4253e-06 | e33 | 0.96919 | [6 empty] | 0.19265 | 1 | 0.9555 | 0.96789 | 0.96919 | 0.9692
th34 | 0.0083718 | 0.0083721 | -2.8595e-07 | e34 | 0.98396 | [6 empty] | 0.20363 | 1 | 0.97474 | 0.98282 | 0.98396 | 0.98397
th35 | 0.0006232 | 0.00062292 | 2.7344e-07 | e35 | 0.97982 | [6 empty] | 0.19588 | 1 | 0.96993 | 0.97867 | 0.97982 | 0.97983
th36 | 0.00047062 | 0.0004704 | 2.2555e-07 | e36 | 0.98 | [6 empty] | 0.19573 | 1 | 0.97011 | 0.97885 | 0.98 | 0.98
th37 | 0.017386 | 0.017386 | -4.9995e-07 | e37 | 0.98685 | [6 empty] | 0.21264 | 1 | 0.9784 | 0.98572 | 0.98685 | 0.98685
th38 | 0.10986 | 0.10986 | -4.6692e-07 | e38 | 0.9994 | [6 empty] | 0.30512 | 1 | 1.0014 | 0.99835 | 0.9994 | 0.9994
th39 | -0.04329 | -0.043292 | 1.1685e-06 | e39 | 0.96767 | [6 empty] | 0.15196 | 1 | 0.95711 | 0.96652 | 0.96767 | 0.96767
th40 | -0.062886 | -0.062887 | 1.305e-07 | e40 | 0.96808 | [6 empty] | 0.13237 | 1 | 0.95922 | 0.96695 | 0.96808 | 0.96808
th41 | -0.070822 | -0.070824 | 1.3414e-06 | e41 | 0.96441 | [6 empty] | 0.12443 | 1 | 0.95622 | 0.96329 | 0.96441 | 0.96441
th42 | -0.043387 | -0.04339 | 3.0549e-06 | e42 | 0.98407 | [6 empty] | 0.15187 | 1 | 0.98096 | 0.98311 | 0.98407 | 0.98407
th43 | 0.0066379 | 0.0066363 | 1.588e-06 | e43 | 0.97717 | [6 empty] | 0.20189 | 1 | 0.96757 | 0.97619 | 0.97717 | 0.97717
th44 | 0.048734 | 0.048733 | 6.1827e-07 | e44 | 0.98338 | [6 empty] | 0.24399 | 1 | 0.97703 | 0.98265 | 0.98338 | 0.98338
th45 | 0.080207 | 0.080208 | -5.7326e-07 | e45 | 0.9833 | [6 empty] | 0.27546 | 1 | 0.98073 | 0.98265 | 0.9833 | 0.98331
th46 | 0.12885 | 0.12885 | 3.388e-06 | e46 | 0.99667 | [6 empty] | 0.32411 | 1 | 0.99919 | 0.99607 | 0.99667 | 0.99667
th47 | 0.16752 | 0.16751 | 4.7027e-06 | e47 | 1.0028 | [6 empty] | 0.36277 | 1 | 1.0137 | 1.0024 | 1.0028 | 1.0028
th48 | 0.15382 | 0.15382 | 4.614e-06 | e48 | 1.0086 | [6 empty] | 0.34908 | 1 | 1.0166 | 1.0081 | 1.0086 | 1.0086
th49 | 0.17128 | 0.17127 | 4.5601e-06 | e49 | 1.01 | [6 empty] | 0.36653 | 1 | 1.0237 | 1.0096 | 1.01 | 1.01
th50 | 0.13573 | 0.13572 | 5.5639e-06 | e50 | 0.99188 | [6 empty] | 0.33099 | 1 | 0.9953 | 0.99129 | 0.99188 | 0.99188
th51 | 0.090072 | 0.090064 | 8.3587e-06 | e51 | 0.96296 | [6 empty] | 0.28533 | 1 | 0.95858 | 0.96228 | 0.96296 | 0.96296
th52 | 0.073445 | 0.073435 | 9.9204e-06 | e52 | 0.95424 | [6 empty] | 0.2687 | 1 | 0.94731 | 0.95354 | 0.95424 | 0.95424
th53 | 0.056467 | 0.056457 | 9.4784e-06 | e53 | 0.94447 | [6 empty] | 0.25172 | 1 | 0.93604 | 0.94375 | 0.94447 | 0.94448
th54 | 0.072407 | 0.072402 | 4.9986e-06 | e54 | 0.9525 | [6 empty] | 0.26766 | 1 | 0.94619 | 0.95177 | 0.9525 | 0.9525
th55 | 0.06736 | 0.067355 | 4.7837e-06 | e55 | 0.94984 | [6 empty] | 0.26261 | 1 | 0.94287 | 0.9491 | 0.94984 | 0.94985
th56 | 0.070611 | 0.070606 | 4.7599e-06 | e56 | 0.95162 | [6 empty] | 0.26587 | 1 | 0.94494 | 0.95088 | 0.95162 | 0.95163
th57 | 0.091579 | 0.091572 | 6.6122e-06 | e57 | 0.96652 | [6 empty] | 0.28683 | 1 | 0.96182 | 0.96582 | 0.96652 | 0.96652
th58 | 0.076635 | 0.076629 | 6.3859e-06 | e58 | 0.95622 | [6 empty] | 0.27189 | 1 | 0.95001 | 0.95552 | 0.95622 | 0.95623
th59 | 0.14411 | 0.1441 | 3.8844e-06 | e59 | 0.97479 | [6 empty] | 0.33936 | 1 | 0.96927 | 0.97382 | 0.97479 | 0.97479
th60 | 0.20996 | 0.20996 | 6.0001e-06 | e60 | 0.97134 | [6 empty] | 0.40522 | 1 | 0.98293 | 0.97063 | 0.97134 | 0.97135
th61 | 0.22554 | 0.22553 | 6.2343e-06 | e61 | 0.9698 | [6 empty] | 0.4208 | 1 | 0.98498 | 0.96913 | 0.9698 | 0.9698
th62 | 0.21461 | 0.21461 | 5.8957e-06 | e62 | 0.9751 | [6 empty] | 0.40987 | 1 | 0.98797 | 0.97442 | 0.9751 | 0.97511
th63 | 0.20393 | 0.20392 | 5.4591e-06 | e63 | 0.9765 | [6 empty] | 0.39918 | 1 | 0.98706 | 0.9758 | 0.9765 | 0.9765
th64 | 0.23385 | 0.23385 | 5.9754e-06 | e64 | 0.97794 | [6 empty] | 0.42911 | 1 | 0.99643 | 0.97736 | 0.97794 | 0.97794
th65 | 0.28676 | 0.28675 | 4.3284e-06 | e65 | 0.98148 | [6 empty] | 0.48201 | 1 | 1.0172 | 0.9813 | 0.98148 | 0.98148
th66 | 0.28463 | 0.28463 | 3.4577e-06 | e66 | 1.0078 | [6 empty] | 0.47989 | 1 | 1.0461 | 1.0078 | 1.0078 | 1.0078
th67 | 0.23889 | 0.23889 | 5.6433e-06 | e67 | 0.99074 | [6 empty] | 0.43415 | 1 | 1.0092 | 0.99012 | 0.99074 | 0.99074
th68 | 0.28508 | 0.28507 | 4.5905e-06 | e68 | 0.97458 | [6 empty] | 0.48033 | 1 | 1.0088 | 0.97433 | 0.97458 | 0.97458
th69 | 0.32834 | 0.32834 | 4.9662e-06 | e69 | 0.97971 | [6 empty] | 0.5236 | 1 | 1.0312 | 0.98024 | 0.97971 | 0.97971
th70 | 0.19951 | 0.19951 | 4.9783e-06 | e70 | 0.96448 | [6 empty] | 0.39477 | 1 | 0.97452 | 0.96348 | 0.96448 | 0.96448
th71 | 0.19242 | 0.19242 | 5.8474e-06 | e71 | 0.96863 | [6 empty] | 0.38768 | 1 | 0.976 | 0.96751 | 0.96863 | 0.96863
th72 | 0.17368 | 0.17367 | 2.9358e-06 | e72 | 0.96526 | [6 empty] | 0.36893 | 1 | 0.97161 | 0.96425 | 0.96526 | 0.96526
th73 | 0.18873 | 0.18873 | 4.994e-06 | e73 | 0.9734 | [6 empty] | 0.38399 | 1 | 0.97936 | 0.97223 | 0.9734 | 0.97341
th74 | 0.18265 | 0.18264 | 3.8646e-06 | e74 | 0.94206 | [6 empty] | 0.3779 | 1 | 0.94776 | 0.94091 | 0.94206 | 0.94207
th75 | 0.20458 | 0.20457 | 4.4789e-06 | e75 | 0.94716 | [6 empty] | 0.39983 | 1 | 0.95822 | 0.94615 | 0.94716 | 0.94716
th76 | 0.18445 | 0.18445 | 5.0005e-06 | e76 | 0.92701 | [6 empty] | 0.37971 | 1 | 0.93414 | 0.92592 | 0.92701 | 0.92701
th77 | 0.27035 | 0.27034 | 9.366e-06 | e77 | 0.96946 | [6 empty] | 0.4656 | 1 | 0.99858 | 0.96898 | 0.96946 | 0.96946
th78 | 0.26498 | 0.26498 | 8.6231e-06 | e78 | 0.96839 | [6 empty] | 0.46024 | 1 | 0.99556 | 0.96784 | 0.96839 | 0.9684
th79 | 0.27009 | 0.27008 | 7.7809e-06 | e79 | 0.97263 | [6 empty] | 0.46534 | 1 | 1.0012 | 0.97211 | 0.97263 | 0.97264
th80 | 0.30895 | 0.30895 | 5.6124e-06 | e80 | 0.99075 | [6 empty] | 0.50421 | 1 | 1.033 | 0.99072 | 0.99075 | 0.99076
th81 | 0.29289 | 0.29288 | 4.7663e-06 | e81 | 0.98621 | [6 empty] | 0.48814 | 1 | 1.0229 | 0.98602 | 0.98621 | 0.98621
th82 | 0.2792 | 0.2792 | 4.3139e-06 | e82 | 0.95045 | [6 empty] | 0.47446 | 1 | 0.98088 | 0.94996 | 0.95045 | 0.95045
th83 | 0.29995 | 0.29995 | 4.1112e-06 | e83 | 0.94056 | [6 empty] | 0.49521 | 1 | 0.97776 | 0.94043 | 0.94056 | 0.94056
th84 | 0.34414 | 0.34414 | 4.3859e-06 | e84 | 0.92231 | [6 empty] | 0.5394 | 1 | 0.9753 | 0.92312 | 0.92231 | 0.92231
th85 | 0.37125 | 0.37125 | 4.419e-06 | e85 | 0.91791 | [6 empty] | 0.56651 | 1 | 0.98266 | 0.9197 | 0.91791 | 0.9179
th86 | 0.34735 | 0.34734 | 9.9431e-06 | e86 | 0.92777 | [6 empty] | 0.5426 | 1 | 0.98123 | 0.92842 | 0.92777 | 0.92777
th87 | 0.35187 | 0.35187 | 5.8048e-06 | e87 | 0.95281 | [6 empty] | 0.54713 | 1 | 1.008 | 0.95335 | 0.95281 | 0.95282
th88 | 0.42587 | 0.42587 | 4.9114e-07 | e88 | 0.89928 | [6 empty] | 0.62113 | 1 | 0.98756 | 0.90299 | 0.89928 | 0.89926
th89 | 0.49664 | 0.49663 | 3.289e-06 | e89 | 0.88364 | [6 empty] | 0.69189 | 1 | 1.0072 | 0.89077 | 0.88364 | 0.88359
th90 | 0.38485 | 0.38484 | 3.0659e-06 | e90 | 0.91297 | [6 empty] | 0.5801 | 1 | 0.98299 | 0.91503 | 0.91297 | 0.91296
th91 | 0.38517 | 0.38517 | 2.9145e-06 | e91 | 0.9082 | [6 empty] | 0.58043 | 1 | 0.97444 | 0.90941 | 0.9082 | 0.9082
th92 | 0.39387 | 0.39387 | 3.6418e-06 | e92 | 0.91631 | [6 empty] | 0.58913 | 1 | 0.99069 | 0.91878 | 0.91631 | 0.9163
th93 | 0.34131 | 0.34131 | 3.2892e-06 | e93 | 0.92998 | [6 empty] | 0.53657 | 1 | 0.98093 | 0.93041 | 0.92998 | 0.92998
th94 | 0.30371 | 0.30371 | 2.4494e-06 | e94 | 0.94523 | [6 empty] | 0.49897 | 1 | 0.98366 | 0.94503 | 0.94523 | 0.94524
th95 | 0.28676 | 0.28676 | 3.3041e-06 | e95 | 0.94086 | [6 empty] | 0.48202 | 1 | 0.97288 | 0.9403 | 0.94086 | 0.94087
th96 | 0.28385 | 0.28385 | 3.0478e-06 | e96 | 0.95294 | [6 empty] | 0.47911 | 1 | 0.98433 | 0.95239 | 0.95294 | 0.95294
th97 | 0.29029 | 0.29028 | 3.4872e-06 | e97 | 0.96904 | [6 empty] | 0.48554 | 1 | 1.0022 | 0.96852 | 0.96904 | 0.96905
th98 | 0.28192 | 0.28191 | 4.6572e-06 | e98 | 0.9831 | [6 empty] | 0.47717 | 1 | 1.0143 | 0.98256 | 0.9831 | 0.98311
th99 | 0.27564 | 0.27563 | 4.5529e-06 | e99 | 0.97187 | [6 empty] | 0.47089 | 1 | 1.0016 | 0.97127 | 0.97187 | 0.97188
th100 | 0.29305 | 0.29305 | 5.3684e-06 | e100 | 0.97364 | [6 empty] | 0.48831 | 1 | 1.0107 | 0.9734 | 0.97364 | 0.97364
th101 | 0.32052 | 0.32052 | 3.7067e-06 | e101 | 0.94189 | [6 empty] | 0.51578 | 1 | 0.98531 | 0.94182 | 0.94189 | 0.94189
th102 | 0.36763 | 0.36762 | 3.9495e-06 | e102 | 0.92479 | [6 empty] | 0.56288 | 1 | 0.98601 | 0.92594 | 0.92479 | 0.92479
th103 | 0.23031 | 0.2303 | 6.6153e-06 | e103 | 0.97428 | [6 empty] | 0.42556 | 1 | 0.99316 | 0.97343 | 0.97428 | 0.97429
th104 | 0.1824 | 0.1824 | 4.799e-06 | e104 | 0.95489 | [6 empty] | 0.37766 | 1 | 0.96122 | 0.95368 | 0.95489 | 0.95489
th105 | 0.16282 | 0.16281 | 5.2337e-06 | e105 | 0.95321 | [6 empty] | 0.35807 | 1 | 0.95549 | 0.95193 | 0.95321 | 0.95322
th106 | 0.15849 | 0.15848 | 7.472e-06 | e106 | 0.94973 | [6 empty] | 0.35375 | 1 | 0.9517 | 0.94846 | 0.94973 | 0.94973
th107 | 0.10979 | 0.10978 | 9.2301e-06 | e107 | 0.94626 | [6 empty] | 0.30505 | 1 | 0.93985 | 0.94488 | 0.94626 | 0.94627
th108 | 0.14203 | 0.14203 | 3.9362e-06 | e108 | 0.95707 | [6 empty] | 0.33729 | 1 | 0.95476 | 0.95573 | 0.95707 | 0.95708
th109 | 0.13419 | 0.13419 | 3.3209e-06 | e109 | 0.95876 | [6 empty] | 0.32945 | 1 | 0.95528 | 0.95742 | 0.95876 | 0.95877
th110 | 0.11955 | 0.11955 | 2.455e-06 | e110 | 0.96605 | [6 empty] | 0.3148 | 1 | 0.96166 | 0.96478 | 0.96605 | 0.96606
th111 | 0.14826 | 0.14826 | 2.1454e-06 | e111 | 0.96924 | [6 empty] | 0.34352 | 1 | 0.96726 | 0.96791 | 0.96924 | 0.96925
th112 | 0.065458 | 0.065456 | 2.1604e-06 | e112 | 0.97291 | [6 empty] | 0.26071 | 1 | 0.96252 | 0.97169 | 0.97291 | 0.97291
th113 | 0.051607 | 0.051605 | 2.4903e-06 | e113 | 0.99168 | [6 empty] | 0.24686 | 1 | 0.98008 | 0.99035 | 0.99168 | 0.99168
th114 | 0.063291 | 0.063284 | 7.2207e-06 | e114 | 0.9583 | [6 empty] | 0.25855 | 1 | 0.94599 | 0.957 | 0.9583 | 0.9583
th115 | 0.06314 | 0.063133 | 7.225e-06 | e115 | 0.95822 | [6 empty] | 0.2584 | 1 | 0.94594 | 0.95693 | 0.95822 | 0.95822
th116 | 0.27859 | 0.27859 | 4.595e-06 | e116 | 0.96625 | [6 empty] | 0.47385 | 1 | 0.998 | 0.9659 | 0.96625 | 0.96625
th117 | -0.00048064 | -0.00048183 | 1.1841e-06 | e117 | 0.97382 | [6 empty] | 0.19477 | 1 | 0.95546 | 0.97227 | 0.97382 | 0.97383
th118 | 0.18715 | 0.18715 | 4.0163e-06 | e118 | 0.93286 | [6 empty] | 0.38241 | 1 | 0.93956 | 0.93171 | 0.93286 | 0.93286
V1 | 0.955 | 0.955 | 2.1673e-06 | f1 | 0 | [7 empty] | 0 | 0 | 0 | 0 | 0
V2 | 0.97139 | 0.97139 | -1.2322e-06 | f2 | 0.0091214 | [7 empty] | 0 | 0.0083315 | 0.009155 | 0.0091214 | 0.0091214
V3 | 0.96699 | 0.96699 | 8.449e-07 | f3 | 0.015147 | [7 empty] | 0 | 0.01439 | 0.015185 | 0.015147 | 0.015147
V4 | 0.998 | 0.998 | -1.1225e-06 | f4 | 0.080454 | [7 empty] | 0 | 0.076543 | 0.080663 | 0.080454 | 0.080454
V5 | 0.99909 | 0.99909 | -1.0327e-06 | f5 | 0.088974 | [7 empty] | 0 | 0.084855 | 0.089205 | 0.088974 | 0.088975
V6 | 0.99 | 0.99 | -2.1026e-06 | f6 | 0.040191 | [7 empty] | 0 | 0.037847 | 0.040301 | 0.040191 | 0.040191
V7 | 0.98933 | 0.98933 | -1.2526e-06 | f7 | 0.032425 | [7 empty] | 0 | 0.030368 | 0.032519 | 0.032425 | 0.032425
V8 | 1.015 | 1.015 | -6.4943e-07 | f8 | 0.18036 | [7 empty] | 0 | 0.17559 | 0.18089 | 0.18036 | 0.18036
V9 | 1.0429 | 1.0429 | -8.176e-07 | f9 | 0.31343 | [7 empty] | 0 | 0.30927 | 0.31452 | 0.31343 | 0.31343
V10 | 1.05 | 1.05 | -9.1799e-07 | f10 | 0.44492 | [7 empty] | 0 | 0.45373 | 0.44737 | 0.44492 | 0.44492
V11 | 0.98456 | 0.98456 | -5.1194e-07 | f11 | 0.035094 | [7 empty] | 0 | 0.033149 | 0.035195 | 0.035094 | 0.035094
V12 | 0.99 | 0.99 | -5.7407e-07 | f12 | 0.026145 | [7 empty] | 0 | 0.024329 | 0.026228 | 0.026145 | 0.026145
V13 | 0.96788 | 0.96788 | -1.2594e-07 | f13 | 0.010999 | [7 empty] | 0 | 0.010327 | 0.011043 | 0.010999 | 0.010999
V14 | 0.98359 | 0.98359 | -1.4737e-06 | f14 | 0.01343 | [7 empty] | 0 | 0.01205 | 0.01349 | 0.01343 | 0.01343
V15 | 0.97 | 0.97 | -5.4234e-08 | f15 | 0.0075679 | [7 empty] | 0 | 0.0062171 | 0.0076335 | 0.0075679 | 0.0075683
V16 | 0.98265 | 0.98265 | -7.8329e-07 | f16 | 0.020817 | [7 empty] | 0 | 0.019175 | 0.020887 | 0.020817 | 0.020817
V17 | 0.9912 | 0.9912 | -3.1209e-07 | f17 | 0.052496 | [7 empty] | 0 | 0.049112 | 0.052659 | 0.052496 | 0.052497
V18 | 0.973 | 0.973 | -5.3152e-07 | f18 | 0.012759 | [7 empty] | 0 | 0.011144 | 0.012835 | 0.012759 | 0.012759
V19 | 0.9632 | 0.9632 | -8.4157e-07 | f19 | 0.0044302 | [7 empty] | 0 | 0.0033502 | 0.0044861 | 0.0044302 | 0.0044306
V20 | 0.95743 | 0.95743 | -9.6442e-08 | f20 | 0.018796 | [7 empty] | 0 | 0.018579 | 0.018854 | 0.018796 | 0.018797
V21 | 0.9577 | 0.9577 | 6.0621e-07 | f21 | 0.045135 | [7 empty] | 0 | 0.044629 | 0.045232 | 0.045135 | 0.045135
V22 | 0.96839 | 0.96839 | 4.3339e-08 | f22 | 0.088538 | [7 empty] | 0 | 0.086709 | 0.088719 | 0.088538 | 0.088539
V23 | 0.99782 | 0.99782 | -1.4339e-06 | f23 | 0.17596 | [7 empty] | 0 | 0.17085 | 0.17636 | 0.17596 | 0.17596
V24 | 0.992 | 0.992 | -1.8209e-06 | f24 | 0.17196 | [7 empty] | 0 | 0.16872 | 0.17239 | 0.17196 | 0.17196
V25 | 1.044 | 1.044 | -1.0529e-06 | f25 | 0.30825 | [7 empty] | 0 | 0.29764 | 0.30907 | 0.30825 | 0.30825
V26 | 1.015 | 1.015 | -1.109e-06 | f26 | 0.33077 | [7 empty] | 0 | 0.33158 | 0.33221 | 0.33077 | 0.33077
V27 | 0.968 | 0.968 | -3.6327e-08 | f27 | 0.075962 | [7 empty] | 0 | 0.075644 | 0.076122 | 0.075962 | 0.075962
V28 | 0.96157 | 0.96157 | -8.3647e-07 | f28 | 0.046737 | [7 empty] | 0 | 0.047782 | 0.046821 | 0.046737 | 0.046738
V29 | 0.96321 | 0.96321 | -6.3744e-07 | f29 | 0.030328 | [7 empty] | 0 | 0.031747 | 0.030391 | 0.030328 | 0.030329
V30 | 1.0096 | 1.0096 | -6.8374e-07 | f30 | 0.14373 | [7 empty] | 0 | 0.13895 | 0.14419 | 0.14373 | 0.14373
V31 | 0.967 | 0.967 | -1.511e-06 | f31 | 0.032482 | [7 empty] | 0 | 0.033497 | 0.032557 | 0.032482 | 0.032483
V32 | 0.96322 | 0.96322 | -4.5064e-07 | f32 | 0.066559 | [7 empty] | 0 | 0.066926 | 0.066701 | 0.066559 | 0.066559
V33 | 0.9692 | 0.9692 | -1.7597e-06 | f33 | -0.0025272 | [7 empty] | 0 | -0.0040299 | -0.0024733 | -0.0025272 | -0.0025267
V34 | 0.984 | 0.984 | -8.0882e-07 | f34 | 0.0082375 | [7 empty] | 0 | 0.0046283 | 0.0083434 | 0.0082375 | 0.0082381
V35 | 0.97983 | 0.97983 | -1.811e-06 | f35 | 0.00060977 | [7 empty] | 0 | -0.0027582 | 0.00070062 | 0.00060977 | 0.00061036
V36 | 0.98 | 0.98 | -1.5884e-06 | f36 | 0.0004604 | [7 empty] | 0 | -0.0028961 | 0.00055122 | 0.0004604 | 0.00046099
V37 | 0.987 | 0.987 | -1.0875e-06 | f37 | 0.017159 | [7 empty] | 0 | 0.013233 | 0.017281 | 0.017159 | 0.01716
V38 | 1.0055 | 1.0055 | -7.7798e-07 | f38 | 0.11024 | [7 empty] | 0 | 0.10518 | 0.11058 | 0.11024 | 0.11024
V39 | 0.96858 | 0.96858 | -2.2191e-06 | f39 | -0.041919 | [7 empty] | 0 | -0.044358 | -0.041899 | -0.041919 | -0.041918
V40 | 0.97 | 0.97 | -2.1104e-06 | f40 | -0.060961 | [7 empty] | 0 | -0.0631 | -0.060964 | -0.060961 | -0.06096
V41 | 0.96684 | 0.96684 | -1.2148e-06 | f41 | -0.068419 | [7 empty] | 0 | -0.070735 | -0.068431 | -0.068419 | -0.068418
V42 | 0.985 | 0.985 | -1.1142e-06 | f42 | -0.042726 | [7 empty] | 0 | -0.046378 | -0.042677 | -0.042726 | -0.042726
V43 | 0.97719 | 0.97719 | -3.1478e-06 | f43 | 0.0064842 | [7 empty] | 0 | 0.0030219 | 0.0065871 | 0.0064842 | 0.0064849
V44 | 0.98455 | 0.98455 | 4.1396e-07 | f44 | 0.04796 | [7 empty] | 0 | 0.043382 | 0.048144 | 0.04796 | 0.047961
V45 | 0.98648 | 0.98648 | -1.1625e-06 | f45 | 0.079038 | [7 empty] | 0 | 0.073959 | 0.079283 | 0.079038 | 0.079038
V46 | 1.005 | 1.005 | -6.7926e-07 | f46 | 0.12913 | [7 empty] | 0 | 0.12202 | 0.12946 | 0.12913 | 0.12914
V47 | 1.017 | 1.017 | -9.6175e-07 | f47 | 0.16957 | [7 empty] | 0 | 0.16157 | 0.17001 | 0.16957 | 0.16957
V48 | 1.0206 | 1.0206 | -7.1445e-07 | f48 | 0.15637 | [7 empty] | 0 | 0.14732 | 0.15676 | 0.15637 | 0.15638
V49 | 1.025 | 1.025 | -6.0722e-07 | f49 | 0.1747 | [7 empty] | 0 | 0.1654 | 0.17515 | 0.1747 | 0.1747
V50 | 1.0011 | 1.0011 | -2.2788e-06 | f50 | 0.13545 | [7 empty] | 0 | 0.12959 | 0.13583 | 0.13545 | 0.13546
V51 | 0.96688 | 0.96688 | 5.4643e-06 | f51 | 0.086962 | [7 empty] | 0 | 0.086369 | 0.0873 | 0.086962 | 0.086963
V52 | 0.95682 | 0.95682 | 5.8826e-06 | f52 | 0.0702 | [7 empty] | 0 | 0.071121 | 0.070515 | 0.0702 | 0.070201
V53 | 0.94599 | 0.94598 | 3.5497e-06 | f53 | 0.053378 | [7 empty] | 0 | 0.056165 | 0.053687 | 0.053378 | 0.053379
V54 | 0.955 | 0.955 | -3.5932e-06 | f54 | 0.069083 | [7 empty] | 0 | 0.071232 | 0.069444 | 0.069083 | 0.069084
V55 | 0.952 | 0.952 | -3.7119e-06 | f55 | 0.064073 | [7 empty] | 0 | 0.066775 | 0.064431 | 0.064073 | 0.064074
V56 | 0.954 | 0.954 | -3.9817e-06 | f56 | 0.067302 | [7 empty] | 0 | 0.069657 | 0.067662 | 0.067302 | 0.067303
V57 | 0.97059 | 0.97059 | -5.7206e-06 | f57 | 0.088754 | [7 empty] | 0 | 0.087944 | 0.089098 | 0.088754 | 0.088755
V58 | 0.95904 | 0.95904 | 2.4123e-06 | f58 | 0.073417 | [7 empty] | 0 | 0.074379 | 0.073754 | 0.073417 | 0.073418
V59 | 0.985 | 0.985 | -2.7632e-06 | f59 | 0.14145 | [7 empty] | 0 | 0.14239 | 0.14204 | 0.14145 | 0.14145
V60 | 0.99316 | 0.99316 | 1.3793e-06 | f60 | 0.20699 | [7 empty] | 0 | 0.20771 | 0.20771 | 0.20699 | 0.20699
V61 | 0.995 | 0.995 | 1.7453e-06 | f61 | 0.22251 | [7 empty] | 0 | 0.22313 | 0.22325 | 0.22251 | 0.22251
V62 | 0.998 | 0.998 | 1.8974e-07 | f62 | 0.21254 | [7 empty] | 0 | 0.2123 | 0.21325 | 0.21254 | 0.21254
V63 | 0.99717 | 0.99716 | 1.7264e-06 | f63 | 0.20194 | [7 empty] | 0 | 0.20167 | 0.20265 | 0.20194 | 0.20194
V64 | 1.0053 | 1.0053 | 2.3727e-06 | f64 | 0.23295 | [7 empty] | 0 | 0.23175 | 0.23371 | 0.23295 | 0.23295
V65 | 1.0233 | 1.0233 | 1.8445e-06 | f65 | 0.28942 | [7 empty] | 0 | 0.28657 | 0.29033 | 0.28942 | 0.28942
V66 | 1.05 | 1.05 | 2.3894e-07 | f66 | 0.29484 | [7 empty] | 0 | 0.28549 | 0.29566 | 0.29484 | 0.29484
V67 | 1.0197 | 1.0197 | -2.5774e-06 | f67 | 0.24128 | [7 empty] | 0 | 0.2367 | 0.24194 | 0.24128 | 0.24128
V68 | 1.0156 | 1.0156 | 1.6335e-06 | f68 | 0.2856 | [7 empty] | 0 | 0.28474 | 0.28655 | 0.2856 | 0.2856
V69 | 1.035 | 1.035 | 1.9698e-07 | f69 | 0.33376 | [7 empty] | 0 | 0.33053 | 0.3349 | 0.33376 | 0.33376
V70 | 0.984 | 0.984 | -2.9124e-06 | f70 | 0.19502 | [7 empty] | 0 | 0.19945 | 0.19588 | 0.19502 | 0.19502
V71 | 0.98685 | 0.98685 | -1.9029e-06 | f71 | 0.18872 | [7 empty] | 0 | 0.19225 | 0.18953 | 0.18872 | 0.18872
V72 | 0.98 | 0.98 | -8.9653e-08 | f72 | 0.16935 | [7 empty] | 0 | 0.17102 | 0.16993 | 0.16935 | 0.16935
V73 | 0.991 | 0.991 | -2.0919e-06 | f73 | 0.18592 | [7 empty] | 0 | 0.18871 | 0.18672 | 0.18592 | 0.18592
V74 | 0.958 | 0.958 | -2.412e-06 | f74 | 0.174 | [7 empty] | 0 | 0.18537 | 0.175 | 0.174 | 0.174
V75 | 0.96733 | 0.96733 | -2.8862e-06 | f75 | 0.19651 | [7 empty] | 0 | 0.20598 | 0.19753 | 0.19651 | 0.19651
V76 | 0.943 | 0.94301 | -5.0307e-06 | f76 | 0.17295 | [7 empty] | 0 | 0.18799 | 0.17402 | 0.17295 | 0.17295
V77 | 1.006 | 1.006 | 4.0874e-06 | f77 | 0.26866 | [7 empty] | 0 | 0.27008 | 0.26965 | 0.26866 | 0.26866
V78 | 1.0034 | 1.0034 | 3.9725e-06 | f78 | 0.26278 | [7 empty] | 0 | 0.26466 | 0.26376 | 0.26278 | 0.26278
V79 | 1.0092 | 1.0092 | 3.3841e-06 | f79 | 0.26927 | [7 empty] | 0 | 0.26977 | 0.27022 | 0.26927 | 0.26927
V80 | 1.04 | 1.04 | 3.8317e-06 | f80 | 0.31622 | [7 empty] | 0 | 0.31028 | 0.31714 | 0.31622 | 0.31622
V81 | 1.0301 | 1.0301 | 2.168e-06 | f81 | 0.29739 | [7 empty] | 0 | 0.29292 | 0.29826 | 0.29739 | 0.29739
V82 | 0.98874 | 0.98874 | 2.5137e-06 | f82 | 0.27248 | [7 empty] | 0 | 0.27952 | 0.27369 | 0.27248 | 0.27248
V83 | 0.98452 | 0.98452 | 7.8123e-07 | f83 | 0.2909 | [7 empty] | 0 | 0.2999 | 0.29228 | 0.2909 | 0.2909
V84 | 0.97975 | 0.97975 | -1.3086e-06 | f84 | 0.33055 | [7 empty] | 0 | 0.34295 | 0.33233 | 0.33055 | 0.33055
V85 | 0.985 | 0.985 | -1.2197e-06 | f85 | 0.35734 | [7 empty] | 0 | 0.36889 | 0.35924 | 0.35734 | 0.35734
V86 | 0.98669 | 0.98669 | -2.5227e-06 | f86 | 0.33587 | [7 empty] | 0 | 0.34588 | 0.33744 | 0.33587 | 0.33587
V87 | 1.015 | 1.015 | -4.462e-06 | f87 | 0.34982 | [7 empty] | 0 | 0.35027 | 0.35082 | 0.34982 | 0.34982
V88 | 0.98746 | 0.98746 | 2.2378e-07 | f88 | 0.40794 | [7 empty] | 0 | 0.42261 | 0.41057 | 0.40794 | 0.40793
V89 | 1.005 | 1.005 | -1.425e-06 | f89 | 0.47886 | [7 empty] | 0 | 0.49323 | 0.48227 | 0.47886 | 0.47885
V90 | 0.985 | 0.985 | -8.3794e-07 | f90 | 0.36979 | [7 empty] | 0 | 0.38287 | 0.37199 | 0.36979 | 0.36978
V91 | 0.98 | 0.98 | 2.5649e-07 | f91 | 0.3682 | [7 empty] | 0 | 0.3833 | 0.37025 | 0.3682 | 0.3682
V92 | 0.99228 | 0.99228 | -1.7985e-06 | f92 | 0.3808 | [7 empty] | 0 | 0.39128 | 0.3828 | 0.3808 | 0.3808
V93 | 0.9869 | 0.98691 | -1.4635e-06 | f93 | 0.33034 | [7 empty] | 0 | 0.34008 | 0.33183 | 0.33034 | 0.33034
V94 | 0.99057 | 0.99057 | 1.6701e-07 | f94 | 0.29624 | [7 empty] | 0 | 0.30332 | 0.29747 | 0.29624 | 0.29624
V95 | 0.98092 | 0.98092 | -2.194e-07 | f95 | 0.27745 | [7 empty] | 0 | 0.2869 | 0.27869 | 0.27745 | 0.27745
V96 | 0.99267 | 0.99266 | 3.609e-06 | f96 | 0.278 | [7 empty] | 0 | 0.28407 | 0.27915 | 0.278 | 0.278
V97 | 1.0114 | 1.0114 | 4.9831e-06 | f97 | 0.28947 | [7 empty] | 0 | 0.29054 | 0.29046 | 0.28947 | 0.28947
V98 | 1.0235 | 1.0235 | 1.0705e-06 | f98 | 0.28473 | [7 empty] | 0 | 0.28125 | 0.28548 | 0.28473 | 0.28473
V99 | 1.01 | 1.01 | 4.1473e-07 | f99 | 0.27488 | [7 empty] | 0 | 0.27464 | 0.27568 | 0.27488 | 0.27488
V100 | 1.017 | 1.017 | 8.9546e-07 | f100 | 0.29378 | [7 empty] | 0 | 0.29232 | 0.29465 | 0.29378 | 0.29378
V101 | 0.99243 | 0.99244 | -1.1268e-06 | f101 | 0.31267 | [7 empty] | 0 | 0.31958 | 0.31388 | 0.31267 | 0.31268
V102 | 0.991 | 0.991 | -3.2287e-06 | f102 | 0.35616 | [7 empty] | 0 | 0.36555 | 0.35776 | 0.35616 | 0.35616
V103 | 1.0007 | 1.0007 | 6.2554e-07 | f103 | 0.22843 | [7 empty] | 0 | 0.22895 | 0.22913 | 0.22843 | 0.22843
V104 | 0.971 | 0.971 | 1.2726e-07 | f104 | 0.17612 | [7 empty] | 0 | 0.18244 | 0.17678 | 0.17612 | 0.17613
V105 | 0.96599 | 0.96599 | -2.9985e-07 | f105 | 0.15658 | [7 empty] | 0 | 0.16402 | 0.15722 | 0.15658 | 0.15658
V106 | 0.96179 | 0.96179 | -4.3299e-07 | f106 | 0.15179 | [7 empty] | 0 | 0.16011 | 0.15243 | 0.15179 | 0.15179
V107 | 0.952 | 0.952 | 3.0017e-07 | f107 | 0.1043 | [7 empty] | 0 | 0.11541 | 0.10491 | 0.1043 | 0.1043
V108 | 0.96681 | 0.96681 | -2.685e-06 | f108 | 0.13685 | [7 empty] | 0 | 0.1444 | 0.13747 | 0.13685 | 0.13685
V109 | 0.96746 | 0.96746 | -2.0575e-06 | f109 | 0.12943 | [7 empty] | 0 | 0.13695 | 0.13004 | 0.12943 | 0.12943
V110 | 0.973 | 0.973 | -5.0751e-07 | f110 | 0.11604 | [7 empty] | 0 | 0.12266 | 0.11664 | 0.11604 | 0.11604
V111 | 0.98 | 0.98 | -1.033e-06 | f111 | 0.14476 | [7 empty] | 0 | 0.1501 | 0.14538 | 0.14476 | 0.14476
V112 | 0.975 | 0.975 | -1.0651e-06 | f112 | 0.063771 | [7 empty] | 0 | 0.071526 | 0.064345 | 0.063771 | 0.063774
V113 | 0.993 | 0.993 | -8.8696e-07 | f113 | 0.05122 | [7 empty] | 0 | 0.048223 | 0.051376 | 0.05122 | 0.051221
V114 | 0.96022 | 0.96022 | 9.9407e-07 | f114 | 0.060725 | [7 empty] | 0 | 0.061578 | 0.060837 | 0.060725 | 0.060726
V115 | 0.96014 | 0.96013 | 1.0906e-06 | f115 | 0.060575 | [7 empty] | 0 | 0.061438 | 0.060686 | 0.060575 | 0.060576
V116 | 1.005 | 1.005 | 1.6397e-06 | f116 | 0.27637 | [7 empty] | 0 | 0.27812 | 0.27737 | 0.27637 | 0.27637
V117 | 0.97382 | 0.97383 | -1.1409e-06 | f117 | -0.00046927 | [7 empty] | 0 | -0.0014933 | -0.00044819 | -0.00046927 | -0.00046922
V118 | 0.94943 | 0.94944 | -3.9589e-06 | f118 | 0.17665 | [7 empty] | 0 | 0.19019 | 0.1777 | 0.17665 | 0.17665

## 118 Bus Debug
Type | From | To | Ckt | Central h | ADMM h | Central - ADMM | Problem types/indices
'pf' | 24 | 70 | 1 | 0 | 0 | 0 | p, q | 54, 55, 56, 58, 60, 61, 63 | 54-55-56 connected
'qf' | 24 | 70 | 1 | -0.05099 | -0.05099 | 0 |  |  | 58-56 connected
'pf' | 24 | 72 | 1 | 0 | 0 | 0 | What's special about these? |  | 60-61 connected
'qf' | 24 | 72 | 1 | -0.0244 | -0.0244 | 0
'pf' | 68 | 69 | 1 | 0 | 0 | 0
'qf' | 68 | 69 | 1 | 0 | 0 | 0 |  |  | Why isn't 59 in the measurements?
'pf' | 68 | 81 | 1 | 0 | 0 | 0
'qf' | 68 | 81 | 1 | -0.404 | -0.404 | 0
'pf' | 68 | 116 | 1 | 0 | 0 | 0
'qf' | 68 | 116 | 1 | -0.082 | -0.082 | 0
'pf' | 69 | 70 | 1 | 0 | 0 | 0
'qf' | 69 | 70 | 1 | -0.061 | -0.061 | 0
'pf' | 69 | 75 | 1 | 0 | 0 | 0
'qf' | 69 | 75 | 1 | -0.062 | -0.062 | 0
'pf' | 69 | 77 | 1 | 0 | 0 | 0
'qf' | 69 | 77 | 1 | -0.0519 | -0.0519 | 0
'pf' | 70 | 71 | 1 | 0 | 0 | 0
'qf' | 70 | 71 | 1 | -0.00439 | -0.00439 | 0
'pf' | 70 | 74 | 1 | 0 | 0 | 0
'qf' | 70 | 74 | 1 | -0.01684 | -0.01684 | 0
'pf' | 70 | 75 | 1 | 0 | 0 | 0
'qf' | 70 | 75 | 1 | -0.018 | -0.018 | 0
'pf' | 71 | 72 | 1 | 0 | 0 | 0
'qf' | 71 | 72 | 1 | -0.02222 | -0.02222 | 0
'pf' | 71 | 73 | 1 | 0 | 0 | 0
'qf' | 71 | 73 | 1 | -0.00589 | -0.00589 | 0
'pf' | 74 | 75 | 1 | 0 | 0 | 0
'qf' | 74 | 75 | 1 | -0.00517 | -0.00517 | 0
'pf' | 75 | 77 | 1 | 0 | 0 | 0
'qf' | 75 | 77 | 1 | -0.02489 | -0.02489 | 0
'pf' | 75 | 118 | 1 | 0 | 0 | 0
'qf' | 75 | 118 | 1 | -0.00599 | -0.00599 | 0
'pf' | 76 | 77 | 1 | 0 | 0 | 0
'qf' | 76 | 77 | 1 | -0.0184 | -0.0184 | 0
'pf' | 76 | 118 | 1 | 0 | 0 | 0
'qf' | 76 | 118 | 1 | -0.00678 | -0.00678 | 0
'pf' | 77 | 78 | 1 | 0 | 0 | 0
'qf' | 77 | 78 | 1 | -0.00632 | -0.00632 | 0
'pf' | 77 | 80 | 1 | 0 | 0 | 0
'qf' | 77 | 80 | 1 | -0.0236 | -0.0236 | 0
'pf' | 77 | 80 | 2 | 0 | 0 | 0
'qf' | 77 | 80 | 2 | -0.0114 | -0.0114 | 0
'pf' | 77 | 82 | 1 | 0 | 0 | 0
'qf' | 77 | 82 | 1 | -0.04087 | -0.04087 | 0
'pf' | 78 | 79 | 1 | 0 | 0 | 0
'qf' | 78 | 79 | 1 | -0.00324 | -0.00324 | 0
'pf' | 79 | 80 | 1 | 0 | 0 | 0
'qf' | 79 | 80 | 1 | -0.00935 | -0.00935 | 0
'pf' | 81 | 80 | 1 | 0 | 0 | 0
'qf' | 81 | 80 | 1 | 0 | 0 | 0
'pf' | 80 | 96 | 1 | 0 | 0 | 0
'qf' | 80 | 96 | 1 | -0.0247 | -0.0247 | 0
'pf' | 80 | 97 | 1 | 0 | 0 | 0
'qf' | 80 | 97 | 1 | -0.0127 | -0.0127 | 0
'pf' | 80 | 98 | 1 | 0 | 0 | 0
'qf' | 80 | 98 | 1 | -0.0143 | -0.0143 | 0
'pf' | 80 | 99 | 1 | 0 | 0 | 0
'qf' | 80 | 99 | 1 | -0.0273 | -0.0273 | 0
'pf' | 82 | 83 | 1 | 0 | 0 | 0
'qf' | 82 | 83 | 1 | -0.01898 | -0.01898 | 0
'pf' | 82 | 96 | 1 | 0 | 0 | 0
'qf' | 82 | 96 | 1 | -0.0272 | -0.0272 | 0
'pf' | 83 | 84 | 1 | 0 | 0 | 0
'qf' | 83 | 84 | 1 | -0.0129 | -0.0129 | 0
'pf' | 83 | 85 | 1 | 0 | 0 | 0
'qf' | 83 | 85 | 1 | -0.0174 | -0.0174 | 0
'pf' | 84 | 85 | 1 | 0 | 0 | 0
'qf' | 84 | 85 | 1 | -0.00617 | -0.00617 | 0
'pf' | 85 | 86 | 1 | 0 | 0 | 0
'qf' | 85 | 86 | 1 | -0.0138 | -0.0138 | 0
'pf' | 85 | 88 | 1 | 0 | 0 | 0
'qf' | 85 | 88 | 1 | -0.0138 | -0.0138 | 0
'pf' | 85 | 89 | 1 | 0 | 0 | 0
'qf' | 85 | 89 | 1 | -0.0235 | -0.0235 | 0
'pf' | 86 | 87 | 1 | 0 | 0 | 0
'qf' | 86 | 87 | 1 | -0.02225 | -0.02225 | 0
'pf' | 88 | 89 | 1 | 0 | 0 | 0
'qf' | 88 | 89 | 1 | -0.00967 | -0.00967 | 0
'pf' | 89 | 90 | 1 | 0 | 0 | 0
'qf' | 89 | 90 | 1 | -0.0264 | -0.0264 | 0
'pf' | 89 | 90 | 2 | 0 | 0 | 0
'qf' | 89 | 90 | 2 | -0.053 | -0.053 | 0
'pf' | 89 | 92 | 1 | 0 | 0 | 0
'qf' | 89 | 92 | 1 | -0.0274 | -0.0274 | 0
'pf' | 89 | 92 | 2 | 0 | 0 | 0
'qf' | 89 | 92 | 2 | -0.0207 | -0.0207 | 0
'pf' | 90 | 91 | 1 | 0 | 0 | 0
'qf' | 90 | 91 | 1 | -0.0107 | -0.0107 | 0
'pf' | 91 | 92 | 1 | 0 | 0 | 0
'qf' | 91 | 92 | 1 | -0.01634 | -0.01634 | 0
'pf' | 92 | 93 | 1 | 0 | 0 | 0
'qf' | 92 | 93 | 1 | -0.0109 | -0.0109 | 0
'pf' | 92 | 94 | 1 | 0 | 0 | 0
'qf' | 92 | 94 | 1 | -0.0203 | -0.0203 | 0
'pf' | 92 | 100 | 1 | 0 | 0 | 0
'qf' | 92 | 100 | 1 | -0.0236 | -0.0236 | 0
'pf' | 92 | 102 | 1 | 0 | 0 | 0
'qf' | 92 | 102 | 1 | -0.00732 | -0.00732 | 0
'pf' | 93 | 94 | 1 | 0 | 0 | 0
'qf' | 93 | 94 | 1 | -0.00938 | -0.00938 | 0
'pf' | 94 | 95 | 1 | 0 | 0 | 0
'qf' | 94 | 95 | 1 | -0.00555 | -0.00555 | 0
'pf' | 94 | 96 | 1 | 0 | 0 | 0
'qf' | 94 | 96 | 1 | -0.0115 | -0.0115 | 0
'pf' | 94 | 100 | 1 | 0 | 0 | 0
'qf' | 94 | 100 | 1 | -0.0302 | -0.0302 | 0
'pf' | 95 | 96 | 1 | 0 | 0 | 0
'qf' | 95 | 96 | 1 | -0.00737 | -0.00737 | 0
'pf' | 96 | 97 | 1 | 0 | 0 | 0
'qf' | 96 | 97 | 1 | -0.012 | -0.012 | 0
'pf' | 98 | 100 | 1 | 0 | 0 | 0
'qf' | 98 | 100 | 1 | -0.0238 | -0.0238 | 0
'pf' | 99 | 100 | 1 | 0 | 0 | 0
'qf' | 99 | 100 | 1 | -0.0108 | -0.0108 | 0
'pf' | 100 | 101 | 1 | 0 | 0 | 0
'qf' | 100 | 101 | 1 | -0.0164 | -0.0164 | 0
'pf' | 100 | 103 | 1 | 0 | 0 | 0
'qf' | 100 | 103 | 1 | -0.0268 | -0.0268 | 0
'pf' | 100 | 104 | 1 | 0 | 0 | 0
'qf' | 100 | 104 | 1 | -0.02705 | -0.02705 | 0
'pf' | 100 | 106 | 1 | 0 | 0 | 0
'qf' | 100 | 106 | 1 | -0.031 | -0.031 | 0
'pf' | 101 | 102 | 1 | 0 | 0 | 0
'qf' | 101 | 102 | 1 | -0.0147 | -0.0147 | 0
'pf' | 103 | 104 | 1 | 0 | 0 | 0
'qf' | 103 | 104 | 1 | -0.02035 | -0.02035 | 0
'pf' | 103 | 105 | 1 | 0 | 0 | 0
'qf' | 103 | 105 | 1 | -0.0204 | -0.0204 | 0
'pf' | 103 | 110 | 1 | 0 | 0 | 0
'qf' | 103 | 110 | 1 | -0.02305 | -0.02305 | 0
'pf' | 104 | 105 | 1 | 0 | 0 | 0
'qf' | 104 | 105 | 1 | -0.00493 | -0.00493 | 0
'pf' | 105 | 106 | 1 | 0 | 0 | 0
'qf' | 105 | 106 | 1 | -0.00717 | -0.00717 | 0
'pf' | 105 | 107 | 1 | 0 | 0 | 0
'qf' | 105 | 107 | 1 | -0.0236 | -0.0236 | 0
'pf' | 105 | 108 | 1 | 0 | 0 | 0
'qf' | 105 | 108 | 1 | -0.00922 | -0.00922 | 0
'pf' | 106 | 107 | 1 | 0 | 0 | 0
'qf' | 106 | 107 | 1 | -0.0236 | -0.0236 | 0
'pf' | 108 | 109 | 1 | 0 | 0 | 0
'qf' | 108 | 109 | 1 | -0.0038 | -0.0038 | 0
'pf' | 109 | 110 | 1 | 0 | 0 | 0
'qf' | 109 | 110 | 1 | -0.0101 | -0.0101 | 0
'pf' | 110 | 111 | 1 | 0 | 0 | 0
'qf' | 110 | 111 | 1 | -0.01 | -0.01 | 0
'pf' | 110 | 112 | 1 | 0 | 0 | 0
'qf' | 110 | 112 | 1 | -0.031 | -0.031 | 0
'pf' | 23 | 24 | 1 | 0 | 0 | 0
'qf' | 23 | 24 | 1 | -0.0249 | -0.0249 | 0
'pf' | 47 | 69 | 1 | 0 | 0 | 0
'qf' | 47 | 69 | 1 | -0.03546 | -0.03546 | 0
'pf' | 49 | 69 | 1 | 0 | 0 | 0
'qf' | 49 | 69 | 1 | -0.0414 | -0.0414 | 0
'pf' | 65 | 68 | 1 | 0 | 0 | 0
'qf' | 65 | 68 | 1 | -0.319 | -0.319 | -5e-09
'v' | 24 | 0 | 0 | 1 | 1 | 0
'v' | 58 | 0 | 0 | 1 | 1 | 0
'v' | 68 | 0 | 0 | 1 | 1 | 0
'v' | 69 | 0 | 0 | 1 | 1 | 0
'v' | 70 | 0 | 0 | 1 | 1 | 0
'v' | 71 | 0 | 0 | 1 | 1 | 0
'v' | 72 | 0 | 0 | 1 | 1 | 0
'v' | 73 | 0 | 0 | 1 | 1 | 0
'v' | 74 | 0 | 0 | 1 | 1 | 0
'v' | 75 | 0 | 0 | 1 | 1 | 0
'v' | 76 | 0 | 0 | 1 | 1 | 0
'v' | 77 | 0 | 0 | 1 | 1 | 0
'v' | 78 | 0 | 0 | 1 | 1 | 0
'v' | 79 | 0 | 0 | 1 | 1 | 0
'v' | 80 | 0 | 0 | 1 | 1 | 0
'v' | 81 | 0 | 0 | 1 | 1 | 0
'v' | 82 | 0 | 0 | 1 | 1 | 0
'v' | 83 | 0 | 0 | 1 | 1 | 0
'v' | 84 | 0 | 0 | 1 | 1 | 0
'v' | 85 | 0 | 0 | 1 | 1 | 0
'v' | 86 | 0 | 0 | 1 | 1 | 0
'v' | 87 | 0 | 0 | 1 | 1 | 0
'v' | 88 | 0 | 0 | 1 | 1 | 0
'v' | 89 | 0 | 0 | 1 | 1 | 0
'v' | 90 | 0 | 0 | 1 | 1 | 0
'v' | 91 | 0 | 0 | 1 | 1 | 0
'v' | 92 | 0 | 0 | 1 | 1 | 0
'v' | 93 | 0 | 0 | 1 | 1 | 0
'v' | 94 | 0 | 0 | 1 | 1 | 0
'v' | 95 | 0 | 0 | 1 | 1 | 0
'v' | 96 | 0 | 0 | 1 | 1 | 0
'v' | 97 | 0 | 0 | 1 | 1 | 0
'v' | 98 | 0 | 0 | 1 | 1 | 0
'v' | 99 | 0 | 0 | 1 | 1 | 0
'v' | 100 | 0 | 0 | 1 | 1 | 0
'v' | 101 | 0 | 0 | 1 | 1 | 0
'v' | 102 | 0 | 0 | 1 | 1 | 0
'v' | 103 | 0 | 0 | 1 | 1 | 0
'v' | 104 | 0 | 0 | 1 | 1 | 0
'v' | 105 | 0 | 0 | 1 | 1 | 0
'v' | 106 | 0 | 0 | 1 | 1 | 0
'v' | 107 | 0 | 0 | 1 | 1 | 0
'v' | 108 | 0 | 0 | 1 | 1 | 0
'v' | 109 | 0 | 0 | 1 | 1 | 0
'v' | 110 | 0 | 0 | 1 | 1 | 0
'v' | 111 | 0 | 0 | 1 | 1 | 0
'v' | 112 | 0 | 0 | 1 | 1 | 0
'v' | 116 | 0 | 0 | 1 | 1 | 0
'v' | 118 | 0 | 0 | 1 | 1 | 0
'p' | 24 | 0 | 0 | -0.0001 | -0.0001 | 0
'q' | 24 | 0 | 0 | -0.1003 | -0.1003 | 0
'p' | 58 | 0 | 0 | 0 | 7.6457 | -7.6457
'q' | 58 | 0 | 0 | -0.021 | 21.5262 | -21.5472
'p' | 68 | 0 | 0 | 0 | 0 | 0
'q' | 68 | 0 | 0 | -0.805 | -0.805 | 0
'p' | 69 | 0 | 0 | 8.8818e-16 | 8.8818e-16 | 0
'q' | 69 | 0 | 0 | -0.2518 | -0.2518 | -6.9944e-15
'p' | 70 | 0 | 0 | 8.8818e-16 | 8.8818e-16 | 0
'q' | 70 | 0 | 0 | -0.1513 | -0.1513 | 7.0222e-15
'p' | 71 | 0 | 0 | 0.0001 | 0.0001 | 0
'q' | 71 | 0 | 0 | -0.0325 | -0.0325 | 0
'p' | 72 | 0 | 0 | 0 | 2.2204e-16 | -2.2204e-16
'q' | 72 | 0 | 0 | -0.0466 | -0.0466 | 7.9797e-16
'p' | 73 | 0 | 0 | 0 | 0 | 0
'q' | 73 | 0 | 0 | -0.0059 | -0.0059 | 0
'p' | 74 | 0 | 0 | 0 | 0 | 0
'q' | 74 | 0 | 0 | -0.142 | -0.142 | 0
'p' | 75 | 0 | 0 | 0 | 0 | 0
'q' | 75 | 0 | 0 | -0.1161 | -0.1161 | 0
'p' | 76 | 0 | 0 | 0 | 0 | 0
'q' | 76 | 0 | 0 | -0.0253 | -0.0253 | 0
'p' | 77 | 0 | 0 | 0 | 0 | 0
'q' | 77 | 0 | 0 | -0.1773 | -0.1773 | 0
'p' | 78 | 0 | 0 | 0 | 0 | 0
'q' | 78 | 0 | 0 | -0.0095 | -0.0095 | 0
'p' | 79 | 0 | 0 | 8.8818e-16 | 8.8818e-16 | 0
'q' | 79 | 0 | 0 | -0.2126 | -0.2126 | 0
'p' | 80 | 0 | 0 | -4.4409e-16 | 4.4409e-16 | -8.8818e-16
'q' | 80 | 0 | 0 | -0.1232 | -0.1232 | 0
'p' | 81 | 0 | 0 | 0 | -2.3306e-16 | 2.3306e-16
'q' | 81 | 0 | 0 | -0.404 | -0.404 | 0
'p' | 82 | 0 | 0 | -8.8818e-16 | -8.8818e-16 | 0
'q' | 82 | 0 | 0 | -0.287 | -0.287 | 0
'p' | 83 | 0 | 0 | 2.2204e-16 | 2.2204e-16 | 0
'q' | 83 | 0 | 0 | -0.1493 | -0.1493 | 0
'p' | 84 | 0 | 0 | 8.8818e-16 | 8.8818e-16 | 0
'q' | 84 | 0 | 0 | -0.0191 | -0.0191 | 0
'p' | 85 | 0 | 0 | -1.1102e-16 | -1.1102e-16 | 0
'q' | 85 | 0 | 0 | -0.0747 | -0.0747 | 3.6082e-15
'p' | 86 | 0 | 0 | 0.0001 | 0.0001 | 0
'q' | 86 | 0 | 0 | -0.0361 | -0.0361 | 0
'p' | 87 | 0 | 0 | 0 | 0 | 0
'q' | 87 | 0 | 0 | -0.0223 | -0.0223 | 0
'p' | 88 | 0 | 0 | -0.0001 | -0.0001 | 0
'q' | 88 | 0 | 0 | -0.0234 | -0.0234 | 0
'p' | 89 | 0 | 0 | -8.8818e-16 | -8.8818e-16 | 0
'q' | 89 | 0 | 0 | -0.1607 | -0.1607 | 0
'p' | 90 | 0 | 0 | 0 | 0 | 0
'q' | 90 | 0 | 0 | -0.0901 | -0.0901 | 0
'p' | 91 | 0 | 0 | 0 | 0 | 0
'q' | 91 | 0 | 0 | -0.027 | -0.027 | 0
'p' | 92 | 0 | 0 | 8.8818e-16 | 8.8818e-16 | 0
'q' | 92 | 0 | 0 | -0.1266 | -0.1266 | 0
'p' | 93 | 0 | 0 | 4.4409e-16 | 4.4409e-16 | 0
'q' | 93 | 0 | 0 | -0.0203 | -0.0203 | 0
'p' | 94 | 0 | 0 | -0.0001 | -0.0001 | 0
'q' | 94 | 0 | 0 | -0.0769 | -0.0769 | -7.1054e-15
'p' | 95 | 0 | 0 | 8.8818e-16 | 8.8818e-16 | 0
'q' | 95 | 0 | 0 | -0.013 | -0.013 | 0
'p' | 96 | 0 | 0 | -2.2204e-15 | -1.3323e-15 | -8.8818e-16
'q' | 96 | 0 | 0 | -0.0826 | -0.0826 | 7.0915e-15
'p' | 97 | 0 | 0 | 0 | 4.4409e-16 | -4.4409e-16
'q' | 97 | 0 | 0 | -0.0246 | -0.0246 | 1.8006e-15
'p' | 98 | 0 | 0 | 0 | 0 | 0
'q' | 98 | 0 | 0 | -0.0381 | -0.0381 | 0
'p' | 99 | 0 | 0 | 0 | 0 | 0
'q' | 99 | 0 | 0 | -0.0381 | -0.0381 | 0
'p' | 100 | 0 | 0 | 0.0001 | 0.0001 | -1.7762e-15
'q' | 100 | 0 | 0 | -0.1896 | -0.1896 | 0
'p' | 101 | 0 | 0 | 0 | 0 | 0
'q' | 101 | 0 | 0 | -0.0311 | -0.0311 | 0
'p' | 102 | 0 | 0 | 0 | 0 | 0
'q' | 102 | 0 | 0 | -0.0221 | -0.0221 | -1.7972e-15
'p' | 103 | 0 | 0 | 0.0001 | 0.0001 | 0
'q' | 103 | 0 | 0 | -0.0906 | -0.0906 | 0
'p' | 104 | 0 | 0 | 0 | 8.8818e-16 | -8.8818e-16
'q' | 104 | 0 | 0 | -0.0523 | -0.0523 | 3.5943e-15
'p' | 105 | 0 | 0 | 8.8818e-16 | 8.8818e-16 | 0
'q' | 105 | 0 | 0 | -0.2653 | -0.2653 | 0
'p' | 106 | 0 | 0 | 0.0001 | 0.0001 | 0
'q' | 106 | 0 | 0 | -0.0618 | -0.0618 | 0
'p' | 107 | 0 | 0 | 0.0001 | 0.0001 | 0
'q' | 107 | 0 | 0 | -0.1072 | -0.1072 | 0
'p' | 108 | 0 | 0 | 0 | 0 | 0
'q' | 108 | 0 | 0 | -0.0131 | -0.0131 | 0
'p' | 109 | 0 | 0 | 8.8818e-16 | 8.8818e-16 | 0
'q' | 109 | 0 | 0 | -0.0139 | -0.0139 | 0
'p' | 110 | 0 | 0 | 1.7764e-15 | 1.7764e-15 | 0
'q' | 110 | 0 | 0 | -0.1341 | -0.1341 | 0
'p' | 111 | 0 | 0 | 0 | 0 | 0
'q' | 111 | 0 | 0 | -0.01 | -0.01 | 0
'p' | 112 | 0 | 0 | 0 | 0 | 0
'q' | 112 | 0 | 0 | -0.031 | -0.031 | 0
'p' | 116 | 0 | 0 | 0 | 0 | 0
'q' | 116 | 0 | 0 | -0.082 | -0.082 | 0
'p' | 118 | 0 | 0 | 1.7764e-15 | 8.8818e-16 | 8.8818e-16
'q' | 118 | 0 | 0 | -0.0128 | -0.0128 | 0
'pf' | 1 | 2 | 1 | 0 | 0 | 0
'qf' | 1 | 2 | 1 | -0.0127 | -0.0127 | 0
'pf' | 1 | 3 | 1 | 0 | 0 | 0
'qf' | 1 | 3 | 1 | -0.00541 | -0.00541 | 0
'pf' | 2 | 12 | 1 | 0 | 0 | 0
'qf' | 2 | 12 | 1 | -0.00786 | -0.00786 | 0
'pf' | 3 | 5 | 1 | 0 | 0 | 0
'qf' | 3 | 5 | 1 | -0.0142 | -0.0142 | 0
'pf' | 3 | 12 | 1 | 0 | 0 | 0
'qf' | 3 | 12 | 1 | -0.0203 | -0.0203 | 0
'pf' | 4 | 5 | 1 | 0 | 0 | 0
'qf' | 4 | 5 | 1 | -0.00105 | -0.00105 | 0
'pf' | 4 | 11 | 1 | 0 | 0 | 0
'qf' | 4 | 11 | 1 | -0.00874 | -0.00874 | 0
'pf' | 5 | 6 | 1 | 0 | 0 | 0
'qf' | 5 | 6 | 1 | -0.00713 | -0.00713 | 0
'pf' | 8 | 5 | 1 | 0 | 0 | 0
'qf' | 8 | 5 | 1 | 0 | 0 | 0
'pf' | 5 | 11 | 1 | 0 | 0 | 0
'qf' | 5 | 11 | 1 | -0.00869 | -0.00869 | 0
'pf' | 6 | 7 | 1 | 0 | 0 | 0
'qf' | 6 | 7 | 1 | -0.00275 | -0.00275 | 0
'pf' | 7 | 12 | 1 | 0 | 0 | 0
'qf' | 7 | 12 | 1 | -0.00437 | -0.00437 | 0
'pf' | 8 | 9 | 1 | 0 | 0 | 0
'qf' | 8 | 9 | 1 | -0.581 | -0.581 | 0
'pf' | 8 | 30 | 1 | 0 | 0 | 0
'qf' | 8 | 30 | 1 | -0.257 | -0.257 | 0
'pf' | 9 | 10 | 1 | 0 | 0 | 0
'qf' | 9 | 10 | 1 | -0.615 | -0.615 | 0
'pf' | 11 | 12 | 1 | 0 | 0 | 0
'qf' | 11 | 12 | 1 | -0.00251 | -0.00251 | 0
'pf' | 11 | 13 | 1 | 0 | 0 | 0
'qf' | 11 | 13 | 1 | -0.00938 | -0.00938 | 0
'pf' | 12 | 14 | 1 | 0 | 0 | 0
'qf' | 12 | 14 | 1 | -0.00908 | -0.00908 | 0
'pf' | 12 | 16 | 1 | 0 | 0 | 0
'qf' | 12 | 16 | 1 | -0.0107 | -0.0107 | 0
'pf' | 12 | 117 | 1 | 0 | 0 | 0
'qf' | 12 | 117 | 1 | -0.0179 | -0.0179 | 0
'pf' | 13 | 15 | 1 | 0 | 0 | 0
'qf' | 13 | 15 | 1 | -0.03134 | -0.03134 | 0
'pf' | 14 | 15 | 1 | 0 | 0 | 0
'qf' | 14 | 15 | 1 | -0.0251 | -0.0251 | 0
'pf' | 15 | 17 | 1 | 0 | 0 | 0
'qf' | 15 | 17 | 1 | -0.0222 | -0.0222 | 0
'pf' | 15 | 19 | 1 | 0 | 0 | 0
'qf' | 15 | 19 | 1 | -0.00505 | -0.00505 | 0
'pf' | 15 | 33 | 1 | 0 | 0 | 0
'qf' | 15 | 33 | 1 | -0.01597 | -0.01597 | 0
'pf' | 16 | 17 | 1 | 0 | 0 | 0
'qf' | 16 | 17 | 1 | -0.0233 | -0.0233 | 0
'pf' | 17 | 18 | 1 | 0 | 0 | 0
'qf' | 17 | 18 | 1 | -0.00649 | -0.00649 | 0
'pf' | 30 | 17 | 1 | 0 | 0 | 0
'qf' | 30 | 17 | 1 | 0 | 0 | 0
'pf' | 17 | 31 | 1 | 0 | 0 | 0
'qf' | 17 | 31 | 1 | -0.01995 | -0.01995 | 0
'pf' | 17 | 113 | 1 | 0 | 0 | 0
'qf' | 17 | 113 | 1 | -0.00384 | -0.00384 | 0
'pf' | 18 | 19 | 1 | 0 | 0 | 0
'qf' | 18 | 19 | 1 | -0.00571 | -0.00571 | 0
'pf' | 19 | 20 | 1 | 0 | 0 | 0
'qf' | 19 | 20 | 1 | -0.0149 | -0.0149 | 0
'pf' | 19 | 34 | 1 | 0 | 0 | 0
'qf' | 19 | 34 | 1 | -0.0316 | -0.0316 | 0
'pf' | 20 | 21 | 1 | 0 | 0 | 0
'qf' | 20 | 21 | 1 | -0.0108 | -0.0108 | 0
'pf' | 21 | 22 | 1 | 0 | 0 | 0
'qf' | 21 | 22 | 1 | -0.0123 | -0.0123 | 0
'pf' | 22 | 23 | 1 | 0 | 0 | 0
'qf' | 22 | 23 | 1 | -0.0202 | -0.0202 | 0
'pf' | 23 | 25 | 1 | 0 | 0 | 0
'qf' | 23 | 25 | 1 | -0.0432 | -0.0432 | 0
'pf' | 23 | 32 | 1 | 0 | 0 | 0
'qf' | 23 | 32 | 1 | -0.05865 | -0.05865 | 0
'pf' | 26 | 25 | 1 | 0 | 0 | 0
'qf' | 26 | 25 | 1 | 0 | 0 | 0
'pf' | 25 | 27 | 1 | 0 | 0 | 0
'qf' | 25 | 27 | 1 | -0.0882 | -0.0882 | 0
'pf' | 26 | 30 | 1 | 0 | 0 | 0
'qf' | 26 | 30 | 1 | -0.454 | -0.454 | 0
'pf' | 27 | 28 | 1 | 0 | 0 | 0
'qf' | 27 | 28 | 1 | -0.0108 | -0.0108 | 0
'pf' | 27 | 32 | 1 | 0 | 0 | 0
'qf' | 27 | 32 | 1 | -0.00963 | -0.00963 | 0
'pf' | 27 | 115 | 1 | 0 | 0 | 0
'qf' | 27 | 115 | 1 | -0.00986 | -0.00986 | 0
'pf' | 28 | 29 | 1 | 0 | 0 | 0
'qf' | 28 | 29 | 1 | -0.0119 | -0.0119 | 0
'pf' | 29 | 31 | 1 | 0 | 0 | 0
'qf' | 29 | 31 | 1 | -0.00415 | -0.00415 | 0
'pf' | 30 | 38 | 1 | 0 | 0 | 0
'qf' | 30 | 38 | 1 | -0.211 | -0.211 | 0
'pf' | 31 | 32 | 1 | 0 | 0 | 0
'qf' | 31 | 32 | 1 | -0.01255 | -0.01255 | 0
'pf' | 32 | 113 | 1 | 0 | 0 | 0
'qf' | 32 | 113 | 1 | -0.0259 | -0.0259 | 0
'pf' | 32 | 114 | 1 | 0 | 0 | 0
'qf' | 32 | 114 | 1 | -0.00814 | -0.00814 | 0
'pf' | 33 | 37 | 1 | 0 | 0 | 0
'qf' | 33 | 37 | 1 | -0.0183 | -0.0183 | 0
'pf' | 34 | 36 | 1 | 0 | 0 | 0
'qf' | 34 | 36 | 1 | -0.00284 | -0.00284 | 0
'pf' | 34 | 37 | 1 | 0 | 0 | 0
'qf' | 34 | 37 | 1 | -0.00492 | -0.00492 | 0
'pf' | 34 | 43 | 1 | 0 | 0 | 0
'qf' | 34 | 43 | 1 | -0.02113 | -0.02113 | 0
'pf' | 35 | 36 | 1 | 0 | 0 | 0
'qf' | 35 | 36 | 1 | -0.00134 | -0.00134 | 0
'pf' | 35 | 37 | 1 | 0 | 0 | 0
'qf' | 35 | 37 | 1 | -0.00659 | -0.00659 | 0
'pf' | 38 | 37 | 1 | 0 | 0 | 0
'qf' | 38 | 37 | 1 | 0 | 0 | 0
'pf' | 37 | 39 | 1 | 0 | 0 | 0
'qf' | 37 | 39 | 1 | -0.0135 | -0.0135 | 0
'pf' | 37 | 40 | 1 | 0 | 0 | 0
'qf' | 37 | 40 | 1 | -0.021 | -0.021 | 0
'pf' | 38 | 65 | 1 | 0 | 0 | 0
'qf' | 38 | 65 | 1 | -0.523 | -0.523 | 0
'pf' | 39 | 40 | 1 | 0 | 0 | 0
'qf' | 39 | 40 | 1 | -0.00776 | -0.00776 | 0
'pf' | 40 | 41 | 1 | 0 | 0 | 0
'qf' | 40 | 41 | 1 | -0.00611 | -0.00611 | 0
'pf' | 40 | 42 | 1 | 0 | 0 | 0
'qf' | 40 | 42 | 1 | -0.0233 | -0.0233 | 0
'pf' | 41 | 42 | 1 | 0 | 0 | 0
'qf' | 41 | 42 | 1 | -0.0172 | -0.0172 | 0
'pf' | 42 | 49 | 1 | 0 | 0 | 0
'qf' | 42 | 49 | 1 | -0.043 | -0.043 | 0
'pf' | 42 | 49 | 2 | 0 | 0 | 0
'qf' | 42 | 49 | 2 | -0.043 | -0.043 | 0
'pf' | 43 | 44 | 1 | 0 | 0 | 0
'qf' | 43 | 44 | 1 | -0.03034 | -0.03034 | 0
'pf' | 44 | 45 | 1 | 0 | 0 | 0
'qf' | 44 | 45 | 1 | -0.0112 | -0.0112 | 0
'pf' | 45 | 46 | 1 | 0 | 0 | 0
'qf' | 45 | 46 | 1 | -0.0166 | -0.0166 | 0
'pf' | 45 | 49 | 1 | 0 | 0 | 0
'qf' | 45 | 49 | 1 | -0.0222 | -0.0222 | 0
'pf' | 46 | 47 | 1 | 0 | 0 | 0
'qf' | 46 | 47 | 1 | -0.0158 | -0.0158 | 0
'pf' | 46 | 48 | 1 | 0 | 0 | 0
'qf' | 46 | 48 | 1 | -0.0236 | -0.0236 | 0
'pf' | 47 | 49 | 1 | 0 | 0 | 0
'qf' | 47 | 49 | 1 | -0.00802 | -0.00802 | 0
'pf' | 48 | 49 | 1 | 0 | 0 | 0
'qf' | 48 | 49 | 1 | -0.00629 | -0.00629 | 0
'pf' | 49 | 50 | 1 | 0 | 0 | 0
'qf' | 49 | 50 | 1 | -0.00937 | -0.00937 | 0
'pf' | 49 | 51 | 1 | 0 | 0 | 0
'qf' | 49 | 51 | 1 | -0.0171 | -0.0171 | 0
'pf' | 49 | 54 | 1 | 0 | 0 | 0
'qf' | 49 | 54 | 1 | -0.0369 | -0.0369 | 0
'pf' | 49 | 54 | 2 | 0 | 0 | 0
'qf' | 49 | 54 | 2 | -0.0365 | -0.0365 | 0
'pf' | 49 | 66 | 1 | 0 | 0 | 0
'qf' | 49 | 66 | 1 | -0.0124 | -0.0124 | 0
'pf' | 49 | 66 | 2 | 0 | 0 | 0
'qf' | 49 | 66 | 2 | -0.0124 | -0.0124 | 0
'pf' | 50 | 57 | 1 | 0 | 0 | 0
'qf' | 50 | 57 | 1 | -0.0166 | -0.0166 | 0
'pf' | 51 | 52 | 1 | 0 | 0 | 0
'qf' | 51 | 52 | 1 | -0.00698 | -0.00698 | 0
'pf' | 51 | 58 | 1 | 0 | 0 | 0
'qf' | 51 | 58 | 1 | -0.00894 | -0.00894 | 0
'pf' | 52 | 53 | 1 | 0 | 0 | 0
'qf' | 52 | 53 | 1 | -0.02029 | -0.02029 | 0
'pf' | 53 | 54 | 1 | 0 | 0 | 0
'qf' | 53 | 54 | 1 | -0.0155 | -0.0155 | 0
'pf' | 54 | 55 | 1 | 0 | 0 | 0
'qf' | 54 | 55 | 1 | -0.0101 | -0.0101 | 0
'pf' | 54 | 56 | 1 | 0 | 0 | 0
'qf' | 54 | 56 | 1 | -0.00366 | -0.00366 | 0
'pf' | 55 | 56 | 1 | 0 | 0 | 0
'qf' | 55 | 56 | 1 | -0.00187 | -0.00187 | 0
'pf' | 56 | 57 | 1 | 0 | 0 | 0
'qf' | 56 | 57 | 1 | -0.0121 | -0.0121 | 0
'pf' | 56 | 58 | 1 | 0 | 0 | 0
'qf' | 56 | 58 | 1 | -0.0121 | -0.0121 | 0
'pf' | 60 | 61 | 1 | 0 | 0 | 0
'qf' | 60 | 61 | 1 | -0.00728 | -0.00728 | 0
'pf' | 60 | 62 | 1 | 0 | 0 | 0
'qf' | 60 | 62 | 1 | -0.00734 | -0.00734 | 0
'pf' | 61 | 62 | 1 | 0 | 0 | 0
'qf' | 61 | 62 | 1 | -0.0049 | -0.0049 | 0
'pf' | 64 | 61 | 1 | 0 | 0 | 0
'qf' | 64 | 61 | 1 | 0 | 0 | 0
'pf' | 62 | 66 | 1 | 0 | 0 | 0
'qf' | 62 | 66 | 1 | -0.0289 | -0.0289 | 0
'pf' | 62 | 67 | 1 | 0 | 0 | 0
'qf' | 62 | 67 | 1 | -0.0155 | -0.0155 | 0
'pf' | 63 | 64 | 1 | 0 | 0 | 0
'qf' | 63 | 64 | 1 | -0.108 | -0.108 | 0
'pf' | 64 | 65 | 1 | 0 | 0 | 0
'qf' | 64 | 65 | 1 | -0.19 | -0.19 | 0
'pf' | 65 | 66 | 1 | 0 | 0 | 0
'qf' | 65 | 66 | 1 | 0 | 0 | 0
'pf' | 66 | 67 | 1 | 0 | 0 | 0
'qf' | 66 | 67 | 1 | -0.01341 | -0.01341 | 0
'pf' | 114 | 115 | 1 | 0 | 0 | 0
'qf' | 114 | 115 | 1 | -0.00138 | -0.00138 | 0
'pf' | 23 | 24 | 1 | 0 | 0 | 0
'qf' | 23 | 24 | 1 | -0.0249 | -0.0249 | 0
'pf' | 47 | 69 | 1 | 0 | 0 | 0
'qf' | 47 | 69 | 1 | -0.03546 | -0.03546 | 0
'pf' | 49 | 69 | 1 | 0 | 0 | 0
'qf' | 49 | 69 | 1 | -0.0414 | -0.0414 | 0
'pf' | 65 | 68 | 1 | 0 | 0 | 0
'qf' | 65 | 68 | 1 | -0.319 | -0.319 | -5e-09
'v' | 1 | 0 | 0 | 1 | 1 | 0
'v' | 2 | 0 | 0 | 1 | 1 | 0
'v' | 3 | 0 | 0 | 1 | 1 | 0
'v' | 4 | 0 | 0 | 1 | 1 | 0
'v' | 5 | 0 | 0 | 1 | 1 | 0
'v' | 6 | 0 | 0 | 1 | 1 | 0
'v' | 7 | 0 | 0 | 1 | 1 | 0
'v' | 8 | 0 | 0 | 1 | 1 | 0
'v' | 9 | 0 | 0 | 1 | 1 | 0
'v' | 10 | 0 | 0 | 1 | 1 | 0
'v' | 11 | 0 | 0 | 1 | 1 | 0
'v' | 12 | 0 | 0 | 1 | 1 | 0
'v' | 13 | 0 | 0 | 1 | 1 | 0
'v' | 14 | 0 | 0 | 1 | 1 | 0
'v' | 15 | 0 | 0 | 1 | 1 | 0
'v' | 16 | 0 | 0 | 1 | 1 | 0
'v' | 17 | 0 | 0 | 1 | 1 | 0
'v' | 18 | 0 | 0 | 1 | 1 | 0
'v' | 19 | 0 | 0 | 1 | 1 | 0
'v' | 20 | 0 | 0 | 1 | 1 | 0
'v' | 21 | 0 | 0 | 1 | 1 | 0
'v' | 22 | 0 | 0 | 1 | 1 | 0
'v' | 23 | 0 | 0 | 1 | 1 | 0
'v' | 25 | 0 | 0 | 1 | 1 | 0
'v' | 26 | 0 | 0 | 1 | 1 | 0
'v' | 27 | 0 | 0 | 1 | 1 | 0
'v' | 28 | 0 | 0 | 1 | 1 | 0
'v' | 29 | 0 | 0 | 1 | 1 | 0
'v' | 30 | 0 | 0 | 1 | 1 | 0
'v' | 31 | 0 | 0 | 1 | 1 | 0
'v' | 32 | 0 | 0 | 1 | 1 | 0
'v' | 33 | 0 | 0 | 1 | 1 | 0
'v' | 34 | 0 | 0 | 1 | 1 | 0
'v' | 35 | 0 | 0 | 1 | 1 | 0
'v' | 36 | 0 | 0 | 1 | 1 | 0
'v' | 37 | 0 | 0 | 1 | 1 | 0
'v' | 38 | 0 | 0 | 1 | 1 | 0
'v' | 39 | 0 | 0 | 1 | 1 | 0
'v' | 40 | 0 | 0 | 1 | 1 | 0
'v' | 41 | 0 | 0 | 1 | 1 | 0
'v' | 42 | 0 | 0 | 1 | 1 | 0
'v' | 43 | 0 | 0 | 1 | 1 | 0
'v' | 44 | 0 | 0 | 1 | 1 | 0
'v' | 45 | 0 | 0 | 1 | 1 | 0
'v' | 46 | 0 | 0 | 1 | 1 | 0
'v' | 47 | 0 | 0 | 1 | 1 | 0
'v' | 48 | 0 | 0 | 1 | 1 | 0
'v' | 49 | 0 | 0 | 1 | 1 | 0
'v' | 50 | 0 | 0 | 1 | 1 | 0
'v' | 51 | 0 | 0 | 1 | 1 | 0
'v' | 52 | 0 | 0 | 1 | 1 | 0
'v' | 53 | 0 | 0 | 1 | 1 | 0
'v' | 54 | 0 | 0 | 1 | 1 | 0
'v' | 55 | 0 | 0 | 1 | 1 | 0
'v' | 56 | 0 | 0 | 1 | 1 | 0
'v' | 57 | 0 | 0 | 1 | 1 | 0
'v' | 58 | 0 | 0 | 1 | 1 | 0
'v' | 60 | 0 | 0 | 1 | 1 | 0
'v' | 61 | 0 | 0 | 1 | 1 | 0
'v' | 62 | 0 | 0 | 1 | 1 | 0
'v' | 63 | 0 | 0 | 1 | 1 | 0
'v' | 64 | 0 | 0 | 1 | 1 | 0
'v' | 65 | 0 | 0 | 1 | 1 | 0
'v' | 66 | 0 | 0 | 1 | 1 | 0
'v' | 67 | 0 | 0 | 1 | 1 | 0
'v' | 113 | 0 | 0 | 1 | 1 | 0
'v' | 114 | 0 | 0 | 1 | 1 | 0
'v' | 115 | 0 | 0 | 1 | 1 | 0
'v' | 117 | 0 | 0 | 1 | 1 | 0
'p' | 1 | 0 | 0 | 0 | 0 | 0
'q' | 1 | 0 | 0 | -0.018 | -0.018 | 0
'p' | 2 | 0 | 0 | 0 | 0 | 0
'q' | 2 | 0 | 0 | -0.0206 | -0.0206 | 0
'p' | 3 | 0 | 0 | 4.4409e-16 | 4.4409e-16 | 0
'q' | 3 | 0 | 0 | -0.0399 | -0.0399 | 0
'p' | 4 | 0 | 0 | -0.0001 | -0.0001 | 0
'q' | 4 | 0 | 0 | -0.0098 | -0.0098 | 0
'p' | 5 | 0 | 0 | 0.0001 | 0.0001 | 3.5527e-15
'q' | 5 | 0 | 0 | 0.3689 | 0.3689 | -1.3989e-14
'p' | 6 | 0 | 0 | 0.0001 | 0.0001 | 0
'q' | 6 | 0 | 0 | -0.01 | -0.01 | 0
'p' | 7 | 0 | 0 | 8.8818e-16 | 8.8818e-16 | 0
'q' | 7 | 0 | 0 | -0.0071 | -0.0071 | 0
'p' | 8 | 0 | 0 | 2.2204e-16 | 2.2204e-16 | 0
'q' | 8 | 0 | 0 | -0.838 | -0.838 | 0
'p' | 9 | 0 | 0 | -0.0001 | -0.0001 | 0
'q' | 9 | 0 | 0 | -1.196 | -1.196 | 0
'p' | 10 | 0 | 0 | 0 | 0 | 0
'q' | 10 | 0 | 0 | -0.615 | -0.615 | 0
'p' | 11 | 0 | 0 | 4.4409e-16 | 4.4409e-16 | 0
'q' | 11 | 0 | 0 | -0.0293 | -0.0293 | 0
'p' | 12 | 0 | 0 | 0.0001 | 0.0001 | -3.5527e-15
'q' | 12 | 0 | 0 | -0.0727 | -0.0727 | 1.4197e-14
'p' | 13 | 0 | 0 | 4.4409e-16 | 4.4409e-16 | 0
'q' | 13 | 0 | 0 | -0.0407 | -0.0407 | 0
'p' | 14 | 0 | 0 | -2.2204e-16 | -2.2204e-16 | 0
'q' | 14 | 0 | 0 | -0.0342 | -0.0342 | 0
'p' | 15 | 0 | 0 | 8.8818e-16 | 8.8818e-16 | 0
'q' | 15 | 0 | 0 | -0.0996 | -0.0996 | 0
'p' | 16 | 0 | 0 | 4.4409e-16 | 4.4409e-16 | 0
'q' | 16 | 0 | 0 | -0.034 | -0.034 | 0
'p' | 17 | 0 | 0 | -0.0001 | -0.0001 | 0
'q' | 17 | 0 | 0 | -0.0757 | -0.0757 | 0
'p' | 18 | 0 | 0 | 0 | 0 | 0
'q' | 18 | 0 | 0 | -0.0122 | -0.0122 | 0
'p' | 19 | 0 | 0 | -2.2204e-16 | 6.6613e-16 | -8.8818e-16
'q' | 19 | 0 | 0 | -0.0573 | -0.0573 | 0
'p' | 20 | 0 | 0 | -4.4409e-16 | -4.4409e-16 | 0
'q' | 20 | 0 | 0 | -0.0257 | -0.0257 | 0
'p' | 21 | 0 | 0 | 0.0001 | 0.0001 | 0
'q' | 21 | 0 | 0 | -0.0231 | -0.0231 | 0
'p' | 22 | 0 | 0 | 2.2204e-16 | 2.2204e-16 | 0
'q' | 22 | 0 | 0 | -0.0325 | -0.0325 | 0
'p' | 23 | 0 | 0 | 0.0001 | 0.0001 | 0
'q' | 23 | 0 | 0 | -0.147 | -0.147 | 0
'p' | 25 | 0 | 0 | 2.2204e-16 | 2.2204e-16 | 0
'q' | 25 | 0 | 0 | -0.1314 | -0.1314 | 0
'p' | 26 | 0 | 0 | -0.0001 | -0.0001 | 0
'q' | 26 | 0 | 0 | -0.454 | -0.454 | 0
'p' | 27 | 0 | 0 | 0.0001 | 0.0001 | 0
'q' | 27 | 0 | 0 | -0.1185 | -0.1185 | 0
'p' | 28 | 0 | 0 | -4.4409e-16 | -4.4409e-16 | 0
'q' | 28 | 0 | 0 | -0.0227 | -0.0227 | 0
'p' | 29 | 0 | 0 | 0 | 0 | 0
'q' | 29 | 0 | 0 | -0.016 | -0.016 | 0
'p' | 30 | 0 | 0 | -0.0001 | -0.0001 | 4.4399e-16
'q' | 30 | 0 | 0 | -0.922 | -0.922 | 0
'p' | 31 | 0 | 0 | 4.4409e-16 | 4.4409e-16 | 0
'q' | 31 | 0 | 0 | -0.0367 | -0.0367 | 0
'p' | 32 | 0 | 0 | 0.0001 | 0.0001 | 0
'q' | 32 | 0 | 0 | -0.1149 | -0.1149 | -7.9936e-15
'p' | 33 | 0 | 0 | 2.2204e-16 | 2.2204e-16 | 0
'q' | 33 | 0 | 0 | -0.0343 | -0.0343 | 0
'p' | 34 | 0 | 0 | -4.4409e-15 | -4.4409e-15 | 0
'q' | 34 | 0 | 0 | -0.2004 | -0.2004 | 0
'p' | 35 | 0 | 0 | 0 | 0 | 0
'q' | 35 | 0 | 0 | -0.008 | -0.008 | 0
'p' | 36 | 0 | 0 | 0 | 0 | 0
'q' | 36 | 0 | 0 | -0.0042 | -0.0042 | 0
'p' | 37 | 0 | 0 | -0.0001 | -0.0001 | 3.553e-15
'q' | 37 | 0 | 0 | 0.1857 | 0.1857 | 0
'p' | 38 | 0 | 0 | -0.0001 | -0.0001 | 0
'q' | 38 | 0 | 0 | -0.734 | -0.734 | 0
'p' | 39 | 0 | 0 | 0 | 0 | 0
'q' | 39 | 0 | 0 | -0.0213 | -0.0213 | 0
'p' | 40 | 0 | 0 | -0.0001 | -0.0001 | 0
'q' | 40 | 0 | 0 | -0.0582 | -0.0582 | 3.6013e-15
'p' | 41 | 0 | 0 | 4.4409e-16 | 4.4409e-16 | 0
'q' | 41 | 0 | 0 | -0.0233 | -0.0233 | 0
'p' | 42 | 0 | 0 | 4.4409e-16 | 4.4409e-16 | 0
'q' | 42 | 0 | 0 | -0.1265 | -0.1265 | 0
'p' | 43 | 0 | 0 | 0 | 0 | 0
'q' | 43 | 0 | 0 | -0.0515 | -0.0515 | 0
'p' | 44 | 0 | 0 | 0 | 0 | 0
'q' | 44 | 0 | 0 | -0.1415 | -0.1415 | 0
'p' | 45 | 0 | 0 | -0.0001 | -0.0001 | 0
'q' | 45 | 0 | 0 | -0.15 | -0.15 | 0
'p' | 46 | 0 | 0 | 0 | 0 | 0
'q' | 46 | 0 | 0 | -0.156 | -0.156 | 0
'p' | 47 | 0 | 0 | -2.2204e-16 | -2.2204e-16 | 0
'q' | 47 | 0 | 0 | -0.0593 | -0.0593 | 0
'p' | 48 | 0 | 0 | 0 | 0 | 0
'q' | 48 | 0 | 0 | -0.1799 | -0.1799 | 0
'p' | 49 | 0 | 0 | -2.4425e-15 | -6.6613e-16 | -1.7764e-15
'q' | 49 | 0 | 0 | -0.2886 | -0.2886 | -1.4044e-14
'p' | 50 | 0 | 0 | 4.4409e-16 | 4.4409e-16 | 0
'q' | 50 | 0 | 0 | -0.026 | -0.026 | 0
'p' | 51 | 0 | 0 | 0.0001 | 0.0001 | 0
'q' | 51 | 0 | 0 | -0.0329 | -0.0329 | 0
'p' | 52 | 0 | 0 | 0.0001 | 0.0001 | 0
'q' | 52 | 0 | 0 | -0.0272 | -0.0272 | 0
'p' | 53 | 0 | 0 | 0.0001 | 0.0001 | 0
'q' | 53 | 0 | 0 | -0.0357 | -0.0357 | 0
'p' | 54 | 0 | 0 | 9.992e-16 | 0.9127 | -0.9127
'q' | 54 | 0 | 0 | -0.1326 | 4.0283 | -4.1609
'p' | 55 | 0 | 0 | 5.5511e-16 | 0.9708 | -0.9708
'q' | 55 | 0 | 0 | -0.0402 | 4.3805 | -4.4207
'p' | 56 | 0 | 0 | -0.0001 | 2.4449 | -2.445
'q' | 56 | 0 | 0 | -0.0851 | 7.2702 | -7.3553
'p' | 57 | 0 | 0 | 0 | 0 | 0
'q' | 57 | 0 | 0 | -0.0288 | -0.0288 | 0
'p' | 58 | 0 | 0 | 0 | -4.4409e-16 | 4.4409e-16
'q' | 58 | 0 | 0 | -0.021 | -0.021 | 0
'p' | 60 | 0 | 0 | 8.8818e-16 | 1.439 | -1.439
'q' | 60 | 0 | 0 | -0.0334 | 6.5486 | -6.582
'p' | 61 | 0 | 0 | 0.0001 | 1.3914 | -1.3913
'q' | 61 | 0 | 0 | -0.0315 | 6.3309 | -6.3624
'p' | 62 | 0 | 0 | 4.4409e-16 | 1.3323e-15 | -8.8818e-16
'q' | 62 | 0 | 0 | -0.0567 | -0.0567 | 3.4972e-15
'p' | 63 | 0 | 0 | 8.8818e-16 | 0.0001 | -0.0001
'q' | 63 | 0 | 0 | -0.1079 | 25.7988 | -25.9067
'p' | 64 | 0 | 0 | 0.0001 | 0.0001 | 0
'q' | 64 | 0 | 0 | -0.2979 | -0.2979 | -6.9944e-15
'p' | 65 | 0 | 0 | 0 | 0 | 0
'q' | 65 | 0 | 0 | -1.0319 | -1.0319 | 0
'p' | 66 | 0 | 0 | -0.0001 | -0.0001 | 8.8811e-16
'q' | 66 | 0 | 0 | -0.0671 | -0.0671 | 0
'p' | 67 | 0 | 0 | 0 | 0 | 0
'q' | 67 | 0 | 0 | -0.029 | -0.029 | 0
'p' | 113 | 0 | 0 | 0.0001 | 0.0001 | 6.66e-16
'q' | 113 | 0 | 0 | -0.0298 | -0.0298 | 2.6992e-15
'p' | 114 | 0 | 0 | 0.0001 | 0.0001 | 0
'q' | 114 | 0 | 0 | -0.0095 | -0.0095 | 0
'p' | 115 | 0 | 0 | 0.0001 | 0.0001 | 0
'q' | 115 | 0 | 0 | -0.0112 | -0.0112 | 0
'p' | 117 | 0 | 0 | 0 | 0 | 0
'q' | 117 | 0 | 0 | -0.0179 | -0.0179 | 0